## Sheet1
		Total Fabric heat loss:		74.4	W/K
										Heating schedule					Average Power		439	W
										Morning on	7		Evening on	17			Average Temp		15.91	W
		Heat loss Factor Stage 1		110	W/K		Thermal capacity stage 1		11000000	J/K		Morning off	9		Evening off	23
		Heat loss Factor Stage 2		340	W/K		Thermal capacity stage 2		2500000	J/K					74.3	W/K
		Heat loss Factor Stage 3		712	W/K		Thermal capacity stage 3		600000	J/K		SET POINT	18
										End temperatures (run model once and set initial temp's to these)					10.5	kWh/d
	Timestep			180		s					14.4	16.1	16.2

						STAGE 1			STAGE 2			STAGE 3
TimeStep	Time (s)	Hour	Hour of day	Outside T	← Heat (W)	T1	E1	← Heat (W)	T2	E2	← Heat (W)	T3	E3	Heating Power (W)
0	0			10		14.4	158400000		16.1	40250000		16.30	9780000
1	180	0.1	0.1	10	484	14.40	158416920	578	16.07	40171592	142	16.30	9780000	0
2	360	0.1	0.1	10	484	14.40	158431796	567	16.04	40099217	165	16.26	9754368	0
3	540	0.2	0.2	10	484	14.40	158444791	557	16.01	40026932	155	16.21	9724716	0
4	720	0.2	0.2	10	484	14.41	158455920	546	15.98	39953861	140	16.16	9696830	0
5	900	0.3	0.3	10	485	14.41	158465179	536	15.95	39880429	128	16.12	9671571	0
6	1080	0.3	0.3	10	485	14.41	158472572	526	15.92	39807216	119	16.08	9648523	0
7	1260	0.4	0.4	10	485	14.41	158478118	516	15.89	39734667	112	16.05	9627106	0
8	1440	0.4	0.4	10	485	14.41	158481848	506	15.87	39663069	108	16.01	9606858	0
9	1620	0.5	0.5	10	485	14.41	158483797	496	15.84	39592589	104	15.98	9587466	0
10	1800	0.5	0.5	10	485	14.41	158484006	486	15.81	39523317	101	15.95	9568729	0
11	1980	0.6	0.6	10	485	14.41	158482518	477	15.78	39455291	99	15.92	9550521	0
12	2160	0.6	0.6	10	485	14.41	158479376	467	15.76	39388520	96	15.89	9532764	0
13	2340	0.7	0.7	10	485	14.41	158474623	458	15.73	39322996	94	15.86	9515408	0
14	2520	0.7	0.7	10	485	14.41	158468300	450	15.70	39258701	92	15.83	9498423	0
15	2700	0.8	0.8	10	485	14.41	158460450	441	15.68	39195613	91	15.80	9481786	0
16	2880	0.8	0.8	10	485	14.40	158451114	433	15.65	39133707	89	15.78	9465481	0
17	3060	0.9	0.9	10	485	14.40	158440331	425	15.63	39072954	87	15.75	9449495	0
18	3240	0.9	0.9	10	484	14.40	158428140	417	15.61	39013329	85	15.72	9433819	0
19	3420	1.0	1.0	10	484	14.40	158414579	409	15.58	38954804	84	15.70	9418443	0
20	3600	1.0	1.0	10	484	14.40	158399685	401	15.56	38897351	82	15.67	9403358	0
21	3780	1.1	1.1	10	484	14.40	158383494	394	15.54	38840946	81	15.65	9388558	0
22	3960	1.1	1.1	10	484	14.40	158366042	387	15.51	38785561	79	15.62	9374034	0
23	4140	1.2	1.2	10	484	14.40	158347363	380	15.49	38731173	78	15.60	9359781	0
24	4320	1.2	1.2	10	483	14.39	158327490	373	15.47	38677755	76	15.58	9345790	0
25	4500	1.3	1.3	10	483	14.39	158306455	366	15.45	38625285	75	15.55	9332056	0
26	4680	1.3	1.3	10	483	14.39	158284291	360	15.43	38573738	74	15.53	9318571	0
27	4860	1.4	1.4	10	483	14.39	158261028	354	15.41	38523092	72	15.51	9305331	0
28	5040	1.4	1.4	10	483	14.39	158236696	347	15.39	38473324	71	15.49	9292328	0
29	5220	1.5	1.5	10	482	14.38	158211326	341	15.37	38424413	70	15.47	9279557	0
30	5400	1.5	1.5	10	482	14.38	158184945	336	15.35	38376338	68	15.45	9267012	0
31	5580	1.6	1.6	10	482	14.38	158157581	330	15.33	38329078	67	15.42	9254688	0		To maintain room at 21C constant				19.6
32	5760	1.6	1.6	10	482	14.38	158129262	324	15.31	38282613	66	15.40	9242579	0		To maintain room at 21C with schedule				13.9
33	5940	1.7	1.7	10	481	14.37	158100014	319	15.29	38236923	65	15.38	9230679	0
34	6120	1.7	1.7	10	481	14.37	158069863	313	15.28	38191990	64	15.36	9218984	0					29.08%	reduction
35	6300	1.8	1.8	10	481	14.37	158038834	308	15.26	38147794	63	15.35	9207489	0
36	6480	1.8	1.8	10	480	14.36	158006951	303	15.24	38104318	62	15.33	9196188	0		To maintain room at 18C constant				14.5
37	6660	1.9	1.9	10	480	14.36	157974239	298	15.22	38061543	61	15.31	9185077	0		To maintain room at 18C with schedule				10.5
38	6840	1.9	1.9	10	480	14.36	157940721	294	15.21	38019454	60	15.29	9174151	0
39	7020	2.0	2.0	10	479	14.36	157906419	289	15.19	37978031	59	15.27	9163405	0					27.59%	reduction
40	7200	2.0	2.0	10	479	14.35	157871356	284	15.17	37937261	58	15.25	9152836	0
41	7380	2.1	2.1	10	479	14.35	157835553	280	15.16	37897125	57	15.24	9142438	0
42	7560	2.1	2.1	10	478	14.35	157799031	275	15.14	37857610	56	15.22	9132208	0		doubling thermal mass pushed the energy use up to 11.3
43	7740	2.2	2.2	10	478	14.34	157761811	271	15.13	37818699	55	15.20	9122142	0		the average temperature also goes up from 15.91 to 16.35
44	7920	2.2	2.2	10	478	14.34	157723912	267	15.11	37780379	54	15.19	9112235	0
45	8100	2.3	2.3	10	477	14.34	157685354	263	15.10	37742633	53	15.17	9102483	0		470.8333333333	74.1469816273
46	8280	2.3	2.3	10	477	14.33	157646156	259	15.08	37705450	53	15.15	9092883	0		437.5	74.027072758
47	8460	2.4	2.4	10	476	14.33	157606336	255	15.07	37668814	52	15.14	9083431	0
48	8640	2.4	2.4	10	476	14.32	157565913	251	15.05	37632712	51	15.12	9074123	0
49	8820	2.5	2.5	10	476	14.32	157524904	248	15.04	37597132	50	15.11	9064957	0
50	9000	2.5	2.5	10	475	14.32	157483326	244	15.02	37562061	49	15.09	9055927	0
51	9180	2.6	2.6	10	475	14.31	157441195	241	15.01	37527486	49	15.08	9047032	0
52	9360	2.6	2.6	10	474	14.31	157398528	237	15.00	37493396	48	15.06	9038267	0
53	9540	2.7	2.7	10	474	14.31	157355341	234	14.98	37459778	47	15.05	9029630	0
54	9720	2.7	2.7	10	474	14.30	157311649	231	14.97	37426622	47	15.04	9021118	0
55	9900	2.8	2.8	10	473	14.30	157267467	228	14.96	37393915	46	15.02	9012727	0
56	10080	2.8	2.8	10	473	14.29	157222809	225	14.94	37361648	45	15.01	9004455	0
57	10260	2.9	2.9	10	472	14.29	157177691	222	14.93	37329810	45	14.99	8996298	0
58	10440	2.9	2.9	10	472	14.28	157132125	219	14.92	37298389	44	14.98	8988254	0
59	10620	3.0	3.0	10	471	14.28	157086126	216	14.91	37267377	43	14.97	8980320	0
60	10800	3.0	3.0	10	471	14.28	157039706	213	14.89	37236763	43	14.95	8972494	0
61	10980	3.1	3.1	10	470	14.27	156992879	210	14.88	37206538	42	14.94	8964772	0
62	11160	3.1	3.1	10	470	14.27	156945656	208	14.87	37176693	42	14.93	8957153	0
63	11340	3.2	3.2	10	469	14.26	156898051	205	14.86	37147218	41	14.92	8949633	0
64	11520	3.2	3.2	10	469	14.26	156850075	202	14.85	37118104	41	14.90	8942212	0
65	11700	3.3	3.3	10	469	14.25	156801739	200	14.84	37089344	40	14.89	8934885	0
66	11880	3.3	3.3	10	468	14.25	156753055	198	14.82	37060928	40	14.88	8927651	0
67	12060	3.4	3.4	10	468	14.25	156704034	195	14.81	37032848	39	14.87	8920508	0
68	12240	3.4	3.4	10	467	14.24	156654687	193	14.80	37005097	39	14.86	8913453	0
69	12420	3.5	3.5	10	467	14.24	156605024	191	14.79	36977666	38	14.84	8906484	0
70	12600	3.5	3.5	10	466	14.23	156555054	188	14.78	36950548	38	14.83	8899600	0
71	12780	3.6	3.6	10	466	14.23	156504789	186	14.77	36923736	37	14.82	8892798	0
72	12960	3.6	3.6	10	465	14.22	156454238	184	14.76	36897222	37	14.81	8886076	0
73	13140	3.7	3.7	10	465	14.22	156403410	182	14.75	36870999	36	14.80	8879433	0
74	13320	3.7	3.7	10	464	14.21	156352314	180	14.74	36845061	36	14.79	8872866	0
75	13500	3.8	3.8	10	464	14.21	156300960	178	14.73	36819400	36	14.78	8866374	0
76	13680	3.8	3.8	10	463	14.20	156249355	176	14.72	36794011	35	14.77	8859955	0
77	13860	3.9	3.9	10	462	14.20	156197509	174	14.71	36768886	35	14.76	8853607	0
78	14040	3.9	3.9	10	462	14.20	156145430	173	14.70	36744020	35	14.75	8847329	0
79	14220	4.0	4.0	10	461	14.19	156093125	171	14.69	36719407	34	14.74	8841119	0
80	14400	4.0	4.0	10	461	14.19	156040603	169	14.68	36695041	34	14.72	8834975	0
81	14580	4.1	4.1	10	460	14.18	155987872	167	14.67	36670915	33	14.71	8828895	0
82	14760	4.1	4.1	10	460	14.18	155934938	166	14.66	36647025	33	14.70	8822879	0
83	14940	4.2	4.2	10	459	14.17	155881809	164	14.65	36623365	33	14.69	8816925	0
84	15120	4.2	4.2	10	459	14.17	155828492	163	14.64	36599930	32	14.69	8811031	0
85	15300	4.3	4.3	10	458	14.16	155774994	161	14.63	36576714	32	14.68	8805196	0
86	15480	4.3	4.3	10	458	14.16	155721321	160	14.62	36553713	32	14.67	8799419	0
87	15660	4.4	4.4	10	457	14.15	155667481	158	14.61	36530921	31	14.66	8793698	0
88	15840	4.4	4.4	10	457	14.15	155613479	157	14.60	36508334	31	14.65	8788031	0
89	16020	4.5	4.5	10	456	14.14	155559322	155	14.59	36485947	31	14.64	8782419	0
90	16200	4.5	4.5	10	456	14.14	155505016	154	14.59	36463756	31	14.63	8776858	0
91	16380	4.6	4.6	10	455	14.13	155450566	153	14.58	36441755	30	14.62	8771349	0
92	16560	4.6	4.6	10	455	14.13	155395979	151	14.57	36419942	30	14.61	8765890	0
93	16740	4.7	4.7	10	454	14.12	155341260	150	14.56	36398311	30	14.60	8760480	0
94	16920	4.7	4.7	10	453	14.12	155286414	149	14.55	36376858	30	14.59	8755118	0
95	17100	4.8	4.8	10	453	14.11	155231446	147	14.54	36355579	29	14.58	8749802	0
96	17280	4.8	4.8	10	452	14.11	155176363	146	14.53	36334472	29	14.57	8744532	0
97	17460	4.9	4.9	10	452	14.10	155121169	145	14.53	36313530	29	14.57	8739307	0
98	17640	4.9	4.9	10	451	14.10	155065868	144	14.52	36292752	29	14.56	8734125	0
99	17820	5.0	5.0	10	451	14.09	155010466	143	14.51	36272133	28	14.55	8728986	0
100	18000	5.0	5.0	10	450	14.09	154954967	142	14.50	36251670	28	14.54	8723889	0
101	18180	5.1	5.1	10	450	14.08	154899376	141	14.49	36231359	28	14.53	8718832	0
102	18360	5.1	5.1	10	449	14.08	154843697	140	14.48	36211197	28	14.52	8713815	0
103	18540	5.2	5.2	10	448	14.07	154787934	139	14.48	36191181	27	14.51	8708837	0
104	18720	5.2	5.2	10	448	14.07	154732092	138	14.47	36171308	27	14.51	8703897	0
105	18900	5.3	5.3	10	447	14.06	154676175	137	14.46	36151574	27	14.50	8698994	0
106	19080	5.3	5.3	10	447	14.06	154620186	136	14.45	36131976	27	14.49	8694127	0
107	19260	5.4	5.4	10	446	14.05	154564130	135	14.45	36112512	27	14.48	8689297	0
108	19440	5.4	5.4	10	446	14.05	154508011	134	14.44	36093178	26	14.47	8684501	0
109	19620	5.5	5.5	10	445	14.04	154451831	133	14.43	36073972	26	14.47	8679739	0
110	19800	5.5	5.5	10	445	14.04	154395595	132	14.42	36054891	26	14.46	8675010	0
111	19980	5.6	5.6	10	444	14.03	154339305	131	14.41	36035932	26	14.45	8670314	0
112	20160	5.6	5.6	10	443	14.03	154282966	130	14.41	36017094	26	14.44	8665650	0
113	20340	5.7	5.7	10	443	14.02	154226581	130	14.40	35998372	26	14.44	8661017	0
114	20520	5.7	5.7	10	442	14.02	154170153	129	14.39	35979765	25	14.43	8656414	0
115	20700	5.8	5.8	10	442	14.01	154113685	128	14.38	35961271	25	14.42	8651842	0
116	20880	5.8	5.8	10	441	14.01	154057179	127	14.38	35942886	25	14.41	8647298	0
117	21060	5.9	5.9	10	441	14.00	154000640	126	14.37	35924609	25	14.40	8642783	0
118	21240	5.9	5.9	10	440	13.99	153944070	126	14.36	35906438	25	14.40	8638297	0
119	21420	6.0	6.0	10	439	13.99	153887471	125	14.36	35888369	25	14.39	8633837	0
120	21600	6.0	6.0	10	439	13.98	153830847	124	14.35	35870402	24	14.38	8629405	0
121	21780	6.1	6.1	10	438	13.98	153774200	124	14.34	35852534	24	14.37	8624998	0
122	21960	6.1	6.1	10	438	13.97	153717533	123	14.33	35834763	24	14.37	8620618	0
123	22140	6.2	6.2	10	437	13.97	153660848	122	14.33	35817087	24	14.36	8616263	0
124	22320	6.2	6.2	10	437	13.96	153604148	122	14.32	35799505	24	14.35	8611932	0
125	22500	6.3	6.3	10	436	13.96	153547434	121	14.31	35782013	24	14.35	8607625	0
126	22680	6.3	6.3	10	435	13.95	153490711	120	14.31	35764611	24	14.34	8603343	0
127	22860	6.4	6.4	10	435	13.95	153433979	120	14.30	35747297	24	14.33	8599083	0
128	23040	6.4	6.4	10	434	13.94	153377240	119	14.29	35730069	23	14.32	8594846	0
129	23220	6.5	6.5	10	434	13.94	153320498	119	14.29	35712925	23	14.32	8590631	0
130	23400	6.5	6.5	10	433	13.93	153263754	118	14.28	35695863	23	14.31	8586438	0
131	23580	6.6	6.6	10	433	13.93	153207010	117	14.27	35678883	23	14.30	8582267	0
132	23760	6.6	6.6	10	432	13.92	153150269	117	14.26	35661982	23	14.30	8578116	0
133	23940	6.7	6.7	10	432	13.92	153093531	116	14.26	35645159	23	14.29	8573986	0
134	24120	6.7	6.7	10	431	13.91	153036800	116	14.25	35628412	23	14.28	8569877	0
135	24300	6.8	6.8	10	430	13.91	152980076	115	14.24	35611740	23	14.28	8565787	0
136	24480	6.8	6.8	10	430	13.90	152923362	115	14.24	35595142	23	14.27	8561716	0
137	24660	6.9	6.9	10	429	13.90	152866659	114	14.23	35578616	22	14.26	8557664	0
138	24840	6.9	6.9	10	429	13.89	152809969	114	14.22	35562161	22	14.26	8553631	0
139	25020	7.0	7.0	10	428	13.89	152753293	113	14.22	35545775	22	14.25	8549616	0
140	25200	7.0	7.0	10	428	13.88	152696634	113	14.21	35529458	22	14.84	8905619	2000
141	25380	7.1	7.1	10	427	13.88	152639993	112	14.24	35590104	449	15.44	9261640	2000
142	25560	7.1	7.1	10	426	13.87	152585253	122	14.29	35721886	854	15.90	9540782	2000
143	25740	7.2	7.2	10	426	13.87	152534143	142	14.36	35903008	1148	16.24	9746986	2000
144	25920	7.2	7.2	10	425	13.86	152487842	168	14.45	36114171	1341	16.50	9900322	2000
145	26100	7.3	7.3	10	425	13.86	152447052	198	14.54	36341835	1463	16.70	10018898	2000
146	26280	7.3	7.3	10	424	13.86	152412136	230	14.63	36577356	1539	16.86	10115546	2000
147	26460	7.4	7.4	10	424	13.85	152383242	264	14.73	36815487	1587	17.00	10198537	2000
148	26640	7.4	7.4	10	424	13.85	152360390	297	14.82	37053147	1617	17.12	10272958	2000
149	26820	7.5	7.5	10	424	13.85	152343525	330	14.92	37288575	1638	17.24	10341860	2000
150	27000	7.5	7.5	10	423	13.85	152332547	362	15.01	37520794	1653	17.35	10407048	2000
151	27180	7.6	7.6	10	423	13.85	152327334	394	15.10	37749288	1664	17.45	10469589	2000
152	27360	7.6	7.6	10	423	13.85	152327754	426	15.19	37973804	1673	17.55	10530109	2000
153	27540	7.7	7.7	10	423	13.85	152333666	456	15.28	38194243	1681	17.65	10588984	2000
154	27720	7.7	7.7	10	423	13.85	152344932	486	15.36	38410595	1688	17.74	10646442	2000
155	27900	7.8	7.8	10	423	13.85	152361410	515	15.45	38622895	1694	17.84	10702625	2000
156	28080	7.8	7.8	10	424	13.85	152382965	543	15.53	38831206	1701	17.93	10757626	2000
157	28260	7.9	7.9	10	424	13.86	152409460	571	15.61	39035608	1707	18.02	10811509	2000
158	28440	7.9	7.9	10	424	13.86	152440764	598	15.69	39236184	1712	17.51	10504323	0
159	28620	8.0	8.0	10	424	13.86	152476747	624	15.74	39356127	1291	17.59	10556106	2000
160	28800	8.0	8.0	10	425	13.87	152515402	640	15.79	39478246	1318	17.81	10683786	2000
161	28980	8.1	8.1	10	425	13.87	152556761	655	15.85	39618602	1435	18.01	10806555	2000
162	29160	8.1	8.1	10	426	13.87	152601252	673	15.91	39774781	1540	17.58	10548311	0
163	29340	8.2	8.2	10	426	13.88	152649239	693	15.95	39864217	1189	17.72	10631039	2000
164	29520	8.2	8.2	10	426	13.88	152699061	703	15.99	39964817	1262	17.96	10776934	2000
165	29700	8.3	8.3	10	427	13.89	152750980	715	16.04	40089237	1407	18.18	10909743	2000
166	29880	8.3	8.3	10	428	13.89	152805561	731	16.09	40232890	1529	17.76	10656547	0
167	30060	8.4	8.4	10	428	13.90	152863258	749	16.12	40311883	1187	17.90	10741360	2000
168	30240	8.4	8.4	10	429	13.90	152922463	758	16.16	40403329	1266	18.15	10887621	2000
169	30420	8.5	8.5	10	429	13.91	152983471	768	16.21	40519420	1413	17.77	10659814	0
170	30600	8.5	8.5	10	430	13.91	153046872	782	16.23	40578398	1110	17.94	10765455	2000
171	30780	8.6	8.6	10	430	13.92	153111250	788	16.26	40655826	1218	18.21	10925706	2000
172	30960	8.6	8.6	10	431	13.93	153177049	797	16.30	40761978	1386	17.84	10706416	0
173	31140	8.7	8.7	10	432	13.93	153244962	809	16.33	40813614	1096	18.03	10816865	2000
174	31320	8.7	8.7	10	432	13.94	153313639	814	16.35	40885309	1212	17.70	10619597	0
175	31500	8.8	8.8	10	433	13.94	153383566	822	16.36	40909820	958	17.94	10761384	2000
176	31680	8.8	8.8	10	434	13.95	153453577	823	16.39	40963148	1119	18.25	10948982	2000
177	31860	8.9	8.9	10	435	13.96	153524379	828	16.42	41052898	1326	17.91	10747552	0
178	32040	8.9	8.9	10	435	13.96	153596856	838	16.44	41093218	1062	18.11	10868784	2000
179	32220	9.0	9.0	10	436	13.97	153669787	841	16.46	41156783	1194	17.80	10677643	0
180	32400	9.0	9.0	10	437	13.98	153743736	848	16.47	41175111	949	17.44	10462673	0
181	32580	9.1	9.1	10	437	13.98	153817590	848	16.46	41146544	689	17.15	10291790	0
182	32760	9.1	9.1	10	438	13.99	153890201	842	16.43	41084052	494	16.95	10167764	0
183	32940	9.2	9.2	10	439	14.00	153960747	831	16.40	41000205	365	16.80	10078774	0
184	33120	9.2	9.2	10	440	14.00	154028721	817	16.36	40904093	283	16.69	10013072	0
185	33300	9.3	9.3	10	440	14.01	154093841	802	16.32	40801606	233	16.60	9962081	0
186	33480	9.3	9.3	10	441	14.01	154155974	786	16.28	40696351	201	16.53	9920196	0
187	33660	9.4	9.4	10	442	14.02	154215072	770	16.24	40590469	182	16.47	9883949	0
188	33840	9.4	9.4	10	442	14.02	154271143	754	16.19	40485192	169	16.42	9851253	0
189	34020	9.5	9.5	10	443	14.03	154324224	738	16.15	40381218	160	16.37	9820871	0
190	34200	9.5	9.5	10	443	14.03	154374369	722	16.11	40278925	154	16.32	9792076	0
191	34380	9.6	9.6	10	444	14.04	154421640	706	16.07	40178509	148	16.27	9764441	0
192	34560	9.6	9.6	10	444	14.04	154466105	691	16.03	40080058	144	16.23	9737712	0
193	34740	9.7	9.7	10	445	14.05	154507833	676	15.99	39983603	141	16.19	9711739	0
194	34920	9.7	9.7	10	445	14.05	154546892	662	15.96	39889138	137	16.14	9686428	0
195	35100	9.8	9.8	10	445	14.05	154583351	648	15.92	39796638	134	16.10	9661720	0
196	35280	9.8	9.8	10	446	14.06	154617277	634	15.88	39706071	131	16.06	9637575	0
197	35460	9.9	9.9	10	446	14.06	154648736	621	15.85	39617394	128	16.02	9613967	0
198	35640	9.9	9.9	10	446	14.06	154677793	608	15.81	39530567	126	15.98	9590873	0
199	35820	10.0	10.0	10	447	14.06	154704510	595	15.78	39445545	123	15.95	9568276	0
200	36000	10.0	10.0	10	447	14.07	154728949	583	15.74	39362285	120	15.91	9546160	0
201	36180	10.1	10.1	10	447	14.07	154751170	571	15.71	39280744	118	15.87	9524513	0
202	36360	10.1	10.1	10	448	14.07	154771232	559	15.68	39200878	115	15.84	9503321	0
203	36540	10.2	10.2	10	448	14.07	154789190	547	15.65	39122647	113	15.80	9482573	0
204	36720	10.2	10.2	10	448	14.07	154805101	536	15.62	39046010	111	15.77	9462258	0
205	36900	10.3	10.3	10	448	14.07	154819019	525	15.59	38970927	108	15.74	9442364	0
206	37080	10.3	10.3	10	448	14.08	154830996	515	15.56	38897358	106	15.70	9422880	0
207	37260	10.4	10.4	10	448	14.08	154841084	504	15.53	38825267	104	15.67	9403797	0
208	37440	10.4	10.4	10	448	14.08	154849334	494	15.50	38754617	102	15.64	9385104	0
209	37620	10.5	10.5	10	448	14.08	154855792	484	15.47	38685370	100	15.61	9366791	0
210	37800	10.5	10.5	10	449	14.08	154860508	475	15.45	38617494	98	15.58	9348850	0
211	37980	10.6	10.6	10	449	14.08	154863528	465	15.42	38550952	96	15.55	9331270	0
212	38160	10.6	10.6	10	449	14.08	154864897	456	15.39	38485712	94	15.52	9314043	0
213	38340	10.7	10.7	10	449	14.08	154864658	447	15.37	38421742	92	15.50	9297160	0
214	38520	10.7	10.7	10	449	14.08	154862856	439	15.34	38359010	90	15.47	9280612	0
215	38700	10.8	10.8	10	449	14.08	154859530	430	15.32	38297484	88	15.44	9264391	0
216	38880	10.8	10.8	10	449	14.08	154854723	422	15.29	38237135	87	15.41	9248488	0
217	39060	10.9	10.9	10	449	14.08	154848475	414	15.27	38177934	85	15.39	9232897	0
218	39240	10.9	10.9	10	448	14.08	154840823	406	15.25	38119852	83	15.36	9217608	0
219	39420	11.0	11.0	10	448	14.08	154831805	398	15.23	38062861	82	15.34	9202615	0
220	39600	11.0	11.0	10	448	14.07	154821459	391	15.20	38006934	80	15.31	9187910	0
221	39780	11.1	11.1	10	448	14.07	154809820	384	15.18	37952045	79	15.29	9173486	0
222	39960	11.1	11.1	10	448	14.07	154796922	376	15.16	37898167	77	15.27	9159336	0
223	40140	11.2	11.2	10	448	14.07	154782801	370	15.14	37845276	76	15.24	9145453	0
224	40320	11.2	11.2	10	448	14.07	154767489	363	15.12	37793348	74	15.22	9131830	0
225	40500	11.3	11.3	10	448	14.07	154751019	356	15.10	37742357	73	15.20	9118462	0
226	40680	11.3	11.3	10	448	14.07	154733422	350	15.08	37692282	72	15.18	9105341	0
227	40860	11.4	11.4	10	447	14.06	154714728	343	15.06	37643099	70	15.15	9092462	0
228	41040	11.4	11.4	10	447	14.06	154694968	337	15.04	37594787	69	15.13	9079818	0
229	41220	11.5	11.5	10	447	14.06	154674171	331	15.02	37547323	68	15.11	9067404	0
230	41400	11.5	11.5	10	447	14.06	154652365	326	15.00	37500687	67	15.09	9055214	0
231	41580	11.6	11.6	10	447	14.06	154629578	320	14.98	37454858	65	15.07	9043243	0
232	41760	11.6	11.6	10	446	14.06	154605837	314	14.96	37409817	64	15.05	9031484	0
233	41940	11.7	11.7	10	446	14.05	154581168	309	14.95	37365543	63	15.03	9019933	0
234	42120	11.7	11.7	10	446	14.05	154555597	304	14.93	37322019	62	15.01	9008585	0
235	42300	11.8	11.8	10	446	14.05	154529149	299	14.91	37279225	61	15.00	8997435	0
236	42480	11.8	11.8	10	445	14.05	154501848	294	14.89	37237143	60	14.98	8986477	0
237	42660	11.9	11.9	10	445	14.04	154473718	289	14.88	37195756	59	14.96	8975707	0
238	42840	11.9	11.9	10	445	14.04	154444782	284	14.86	37155048	58	14.94	8965120	0
239	43020	12.0	12.0	10	444	14.04	154415062	279	14.85	37115000	57	14.92	8954713	0
240	43200	12.0	12.0	10	444	14.03	154384581	275	14.83	37075597	56	14.91	8944479	0
241	43380	12.1	12.1	10	444	14.03	154353360	270	14.81	37036824	55	14.89	8934416	0
242	43560	12.1	12.1	10	444	14.03	154321419	266	14.80	36998664	54	14.87	8924519	0
243	43740	12.2	12.2	10	443	14.03	154288780	262	14.78	36961102	53	14.86	8914783	0
244	43920	12.2	12.2	10	443	14.02	154255461	258	14.77	36924125	52	14.84	8905205	0
245	44100	12.3	12.3	10	443	14.02	154221482	254	14.76	36887717	52	14.83	8895782	0
246	44280	12.3	12.3	10	442	14.02	154186863	250	14.74	36851865	51	14.81	8886508	0
247	44460	12.4	12.4	10	442	14.01	154151620	246	14.73	36816555	50	14.80	8877381	0
248	44640	12.4	12.4	10	442	14.01	154115773	242	14.71	36781774	49	14.78	8868397	0
249	44820	12.5	12.5	10	441	14.01	154079339	239	14.70	36747509	48	14.77	8859552	0
250	45000	12.5	12.5	10	441	14.00	154042333	235	14.69	36713748	48	14.75	8850844	0
251	45180	12.6	12.6	10	440	14.00	154004774	232	14.67	36680477	47	14.74	8842268	0
252	45360	12.6	12.6	10	440	14.00	153966677	228	14.66	36647686	46	14.72	8833821	0
253	45540	12.7	12.7	10	440	13.99	153928058	225	14.65	36615363	46	14.71	8825501	0
254	45720	12.7	12.7	10	439	13.99	153888932	222	14.63	36583495	45	14.70	8817303	0
255	45900	12.8	12.8	10	439	13.99	153849314	219	14.62	36552073	44	14.68	8809226	0
256	46080	12.8	12.8	10	438	13.98	153809218	216	14.61	36521085	44	14.67	8801267	0
257	46260	12.9	12.9	10	438	13.98	153768659	213	14.60	36490521	43	14.66	8793421	0
258	46440	12.9	12.9	10	438	13.98	153727650	210	14.58	36460371	42	14.64	8785688	0
259	46620	13.0	13.0	10	437	13.97	153686206	207	14.57	36430624	42	14.63	8778063	0
260	46800	13.0	13.0	10	437	13.97	153644338	204	14.56	36401271	41	14.62	8770545	0
261	46980	13.1	13.1	10	436	13.96	153602060	202	14.55	36372303	41	14.61	8763130	0
262	47160	13.1	13.1	10	436	13.96	153559384	199	14.54	36343710	40	14.59	8755816	0
263	47340	13.2	13.2	10	436	13.96	153516323	196	14.53	36315483	40	14.58	8748602	0
264	47520	13.2	13.2	10	435	13.95	153472888	194	14.52	36287613	39	14.57	8741483	0
265	47700	13.3	13.3	10	435	13.95	153429090	191	14.50	36260092	39	14.56	8734459	0
266	47880	13.3	13.3	10	434	13.94	153384941	189	14.49	36232912	38	14.55	8727526	0
267	48060	13.4	13.4	10	434	13.94	153340452	187	14.48	36206064	38	14.53	8720683	0
268	48240	13.4	13.4	10	433	13.94	153295633	184	14.47	36179540	37	14.52	8713928	0
269	48420	13.5	13.5	10	433	13.93	153250495	182	14.46	36153333	37	14.51	8707257	0
270	48600	13.5	13.5	10	433	13.93	153205047	180	14.45	36127435	36	14.50	8700670	0
271	48780	13.6	13.6	10	432	13.92	153159301	178	14.44	36101839	36	14.49	8694165	0
272	48960	13.6	13.6	10	432	13.92	153113264	176	14.43	36076538	35	14.48	8687738	0
273	49140	13.7	13.7	10	431	13.92	153066948	174	14.42	36051524	35	14.47	8681389	0
274	49320	13.7	13.7	10	431	13.91	153020359	172	14.41	36026791	34	14.46	8675116	0
275	49500	13.8	13.8	10	430	13.91	152973509	170	14.40	36002332	34	14.45	8668917	0
276	49680	13.8	13.8	10	430	13.90	152926405	168	14.39	35978141	34	14.44	8662789	0
277	49860	13.9	13.9	10	429	13.90	152879055	166	14.38	35954211	33	14.43	8656732	0
278	50040	13.9	13.9	10	429	13.89	152831469	164	14.37	35930537	33	14.42	8650744	0
279	50220	14.0	14.0	10	428	13.89	152783653	163	14.36	35907112	33	14.41	8644823	0
280	50400	14.0	14.0	10	428	13.89	152735616	161	14.35	35883931	32	14.40	8638967	0
281	50580	14.1	14.1	10	427	13.88	152687365	159	14.34	35860987	32	14.39	8633175	0
282	50760	14.1	14.1	10	427	13.88	152638907	158	14.34	35838275	31	14.38	8627445	0
283	50940	14.2	14.2	10	426	13.87	152590251	156	14.33	35815791	31	14.37	8621777	0
284	51120	14.2	14.2	10	426	13.87	152541402	155	14.32	35793528	31	14.36	8616168	0
285	51300	14.3	14.3	10	425	13.86	152492369	153	14.31	35771481	31	14.35	8610617	0
286	51480	14.3	14.3	10	425	13.86	152443156	152	14.30	35749646	30	14.34	8605123	0
287	51660	14.4	14.4	10	424	13.85	152393771	150	14.29	35728017	30	14.33	8599684	0
288	51840	14.4	14.4	10	424	13.85	152344221	149	14.28	35706590	30	14.32	8594300	0
289	52020	14.5	14.5	10	423	13.84	152294511	147	14.27	35685361	29	14.31	8588968	0
290	52200	14.5	14.5	10	423	13.84	152244647	146	14.27	35664324	29	14.31	8583689	0
291	52380	14.6	14.6	10	422	13.84	152194636	145	14.26	35643475	29	14.30	8578459	0
292	52560	14.6	14.6	10	422	13.83	152144482	143	14.25	35622810	29	14.29	8573279	0
293	52740	14.7	14.7	10	421	13.83	152094192	142	14.24	35602325	28	14.28	8568148	0
294	52920	14.7	14.7	10	421	13.82	152043770	141	14.23	35582016	28	14.27	8563063	0
295	53100	14.8	14.8	10	420	13.82	151993223	140	14.22	35561878	28	14.26	8558024	0
296	53280	14.8	14.8	10	420	13.81	151942555	138	14.22	35541908	27	14.26	8553030	0
297	53460	14.9	14.9	10	419	13.81	151891771	137	14.21	35522102	27	14.25	8548080	0
298	53640	14.9	14.9	10	419	13.80	151840876	136	14.20	35502457	27	14.24	8543174	0
299	53820	15.0	15.0	10	418	13.80	151789875	135	14.19	35482968	27	14.23	8538309	0
300	54000	15.0	15.0	10	418	13.79	151738773	134	14.19	35463632	27	14.22	8533485	0
301	54180	15.1	15.1	10	417	13.79	151687574	133	14.18	35444447	26	14.21	8528701	0
302	54360	15.1	15.1	10	417	13.79	151636282	132	14.17	35425407	26	14.21	8523956	0
303	54540	15.2	15.2	10	416	13.78	151584901	131	14.16	35406512	26	14.20	8519250	0
304	54720	15.2	15.2	10	416	13.78	151533436	130	14.16	35387756	26	14.19	8514581	0
305	54900	15.3	15.3	10	415	13.77	151481892	129	14.15	35369137	26	14.18	8509948	0
306	55080	15.3	15.3	10	415	13.77	151430270	128	14.14	35350652	25	14.18	8505352	0
307	55260	15.4	15.4	10	414	13.76	151378577	127	14.13	35332299	25	14.17	8500790	0
308	55440	15.4	15.4	10	414	13.76	151326815	126	14.13	35314073	25	14.16	8496263	0
309	55620	15.5	15.5	10	413	13.75	151274988	125	14.12	35295973	25	14.15	8491769	0
310	55800	15.5	15.5	10	413	13.75	151223099	124	14.11	35277996	25	14.15	8487308	0
311	55980	15.6	15.6	10	412	13.74	151171153	124	14.10	35260139	24	14.14	8482879	0
312	56160	15.6	15.6	10	412	13.74	151119151	123	14.10	35242399	24	14.13	8478481	0
313	56340	15.7	15.7	10	411	13.73	151067099	122	14.09	35224774	24	14.12	8474114	0
314	56520	15.7	15.7	10	411	13.73	151014998	121	14.08	35207262	24	14.12	8469777	0
315	56700	15.8	15.8	10	410	13.72	150962852	120	14.08	35189860	24	14.11	8465469	0
316	56880	15.8	15.8	10	410	13.72	150910665	120	14.07	35172566	24	14.10	8461190	0
317	57060	15.9	15.9	10	409	13.71	150858438	119	14.06	35155377	23	14.09	8456938	0
318	57240	15.9	15.9	10	409	13.71	150806175	118	14.06	35138292	23	14.09	8452715	0
319	57420	16.0	16.0	10	408	13.70	150753878	118	14.05	35121308	23	14.08	8448518	0
320	57600	16.0	16.0	10	408	13.70	150701551	117	14.04	35104422	23	14.07	8444347	0
321	57780	16.1	16.1	10	407	13.70	150649196	116	14.04	35087634	23	14.07	8440203	0
322	57960	16.1	16.1	10	406	13.69	150596815	115	14.03	35070941	23	14.06	8436083	0
323	58140	16.2	16.2	10	406	13.69	150544412	115	14.02	35054341	23	14.05	8431988	0
324	58320	16.2	16.2	10	405	13.68	150491988	114	14.02	35037832	22	14.05	8427918	0
325	58500	16.3	16.3	10	405	13.68	150439546	114	14.01	35021413	22	14.04	8423871	0
326	58680	16.3	16.3	10	404	13.67	150387088	113	14.00	35005080	22	14.03	8419847	0
327	58860	16.4	16.4	10	404	13.67	150334616	112	14.00	34988834	22	14.03	8415846	0
328	59040	16.4	16.4	10	403	13.66	150282133	112	13.99	34972672	22	14.02	8411867	0
329	59220	16.5	16.5	10	403	13.66	150229641	111	13.98	34956591	22	14.01	8407910	0
330	59400	16.5	16.5	10	402	13.65	150177142	111	13.98	34940592	22	14.01	8403974	0
331	59580	16.6	16.6	10	402	13.65	150124638	110	13.97	34924672	22	14.00	8400059	0
332	59760	16.6	16.6	10	401	13.64	150072131	110	13.96	34908829	22	13.99	8396165	0
333	59940	16.7	16.7	10	401	13.64	150019622	109	13.96	34893062	21	13.99	8392291	0
334	60120	16.7	16.7	10	400	13.63	149967115	108	13.95	34877370	21	13.98	8388436	0
335	60300	16.8	16.8	10	400	13.63	149914609	108	13.94	34861751	21	13.97	8384601	0
336	60480	16.8	16.8	10	399	13.62	149862108	107	13.94	34846204	21	13.97	8380784	0
337	60660	16.9	16.9	10	399	13.62	149809613	107	13.93	34830727	21	13.96	8376986	0
338	60840	16.9	16.9	10	398	13.61	149757126	106	13.93	34815318	21	13.96	8373207	0
339	61020	17.0	17.0	10	398	13.61	149704648	106	13.92	34799978	21	13.95	8369445	0
340	61200	17.0	17.0	10	397	13.60	149652181	106	13.91	34784704	21	14.54	8725700	2000
341	61380	17.1	17.1	10	397	13.60	149599726	105	13.94	34846391	448	15.14	9081973	2000
342	61560	17.1	17.1	10	396	13.60	149549168	115	13.99	34979214	853	15.60	9361366	2000
343	61740	17.2	17.2	10	395	13.59	149502233	135	14.06	35161374	1147	15.95	9567822	2000
344	61920	17.2	17.2	10	395	13.59	149460104	161	14.15	35373574	1340	16.20	9721409	2000
345	62100	17.3	17.3	10	395	13.58	149423479	191	14.24	35602272	1462	16.40	9840235	2000
346	62280	17.3	17.3	10	394	13.58	149392722	223	14.34	35838826	1538	16.56	9937133	2000
347	62460	17.4	17.4	10	394	13.58	149367983	256	14.43	36077988	1585	16.70	10020373	2000
348	62640	17.4	17.4	10	394	13.58	149349281	290	14.53	36316678	1616	16.83	10095043	2000
349	62820	17.5	17.5	10	393	13.58	149336559	323	14.62	36553134	1636	16.94	10164194	2000
350	63000	17.5	17.5	10	393	13.58	149329720	355	14.71	36786379	1651	17.05	10229631	2000
351	63180	17.6	17.6	10	393	13.58	149328641	387	14.81	37015897	1662	17.15	10292419	2000
352	63360	17.6	17.6	10	393	13.58	149333188	419	14.90	37241436	1672	17.26	10353187	2000
353	63540	17.7	17.7	10	393	13.58	149343223	449	14.99	37462897	1679	17.35	10412309	2000
354	63720	17.7	17.7	10	393	13.58	149358606	479	15.07	37680268	1687	17.45	10470013	2000
355	63900	17.8	17.8	10	394	13.58	149379196	508	15.16	37893585	1693	17.54	10526442	2000
356	64080	17.8	17.8	10	394	13.58	149404857	536	15.24	38102913	1699	17.64	10581688	2000
357	64260	17.9	17.9	10	394	13.59	149435453	564	15.32	38308329	1705	17.73	10635817	2000
358	64440	17.9	17.9	10	394	13.59	149470853	591	15.40	38509918	1711	17.81	10688876	2000
359	64620	18.0	18.0	10	395	13.59	149510927	617	15.48	38707768	1717	17.90	10740904	2000
360	64800	18.0	18.0	10	395	13.60	149555549	643	15.56	38901968	1722	17.99	10791932	2000
361	64980	18.1	18.1	10	396	13.60	149604596	668	15.64	39092607	1727	18.07	10841990	2000
362	65160	18.1	18.1	10	396	13.61	149657949	692	15.71	39279771	1732	17.55	10531104	0
363	65340	18.2	18.2	10	397	13.61	149715491	716	15.75	39386651	1310	17.63	10579298	2000
364	65520	18.2	18.2	10	397	13.62	149775226	729	15.80	39496049	1337	17.84	10703493	2000
365	65700	18.3	18.3	10	398	13.62	149837199	742	15.85	39624021	1453	18.04	10822872	2000
366	65880	18.3	18.3	10	398	13.63	149901849	758	15.91	39768144	1558	17.60	10561331	0
367	66060	18.4	18.4	10	399	13.63	149969550	775	15.94	39845846	1207	17.73	10640852	2000
368	66240	18.4	18.4	10	400	13.64	150038655	784	15.97	39935024	1279	17.97	10783625	2000
369	66420	18.5	18.5	10	400	13.65	150109434	794	16.02	40048328	1423	18.19	10913397	2000
370	66600	18.5	18.5	10	401	13.65	150182466	807	16.07	40181164	1545	17.76	10657244	0
371	66780	18.6	18.6	10	402	13.66	150258212	823	16.10	40249630	1203	17.90	10739180	2000
372	66960	18.6	18.6	10	403	13.67	150335076	830	16.13	40330832	1281	18.14	10882639	2000
373	67140	18.7	18.7	10	403	13.67	150413362	838	16.17	40436955	1428	17.75	10652108	0
374	67320	18.7	18.7	10	404	13.68	150493669	850	16.19	40486234	1124	17.93	10755096	2000
375	67500	18.8	18.8	10	405	13.69	150574592	855	16.22	40554225	1232	18.19	10912766	2000
376	67680	18.8	18.8	10	406	13.70	150656583	861	16.26	40651195	1400	17.82	10690963	0
377	67860	18.9	18.9	10	407	13.70	150740344	872	16.28	40693899	1109	18.00	10798969	2000
378	68040	18.9	18.9	10	407	13.71	150824533	875	16.30	40756905	1225	18.27	10959322	2000
379	68220	19.0	19.0	10	408	13.72	150909645	881	16.34	40849858	1397	17.90	10738794	0
380	68400	19.0	19.0	10	409	13.73	150996406	891	16.36	40889139	1109	18.08	10847245	2000
381	68580	19.1	19.1	10	410	13.73	151083489	894	16.38	40949092	1227	17.75	10647566	0
382	68760	19.1	19.1	10	411	13.74	151171399	899	16.38	40962338	973	17.98	10786735	2000
383	68940	19.2	19.2	10	412	13.75	151258986	898	16.40	41004796	1134	18.29	10971629	2000
384	69120	19.2	19.2	10	413	13.76	151346967	901	16.43	41084019	1342	17.95	10767476	0
385	69300	19.3	19.3	10	413	13.77	151436240	909	16.45	41114123	1077	18.14	10886006	2000
386	69480	19.3	19.3	10	414	13.78	151525593	911	16.47	41167762	1209	17.82	10692204	0
387	69660	19.4	19.4	10	415	13.78	151615600	915	16.47	41176439	964	18.06	10834628	2000
388	69840	19.4	19.4	10	416	13.79	151705157	914	16.49	41215381	1130	17.77	10661197	0
389	70020	19.5	19.5	10	417	13.80	151795008	916	16.49	41214827	913	18.03	10817789	2000
390	70200	19.5	19.5	10	418	13.81	151884184	913	16.50	41248264	1099	17.76	10653423	0
391	70380	19.6	19.6	10	419	13.82	151973521	915	16.50	41244555	895	18.03	10815580	2000
392	70560	19.6	19.6	10	420	13.82	152062110	912	16.51	41276260	1088	17.76	10654560	0
393	70740	19.7	19.7	10	421	13.83	152150823	913	16.51	41271664	888	18.03	10818713	2000
394	70920	19.7	19.7	10	422	13.84	152238770	910	16.52	41302972	1084	17.76	10658885	0
395	71100	19.8	19.8	10	422	13.85	152326836	912	16.52	41298258	885	18.04	10823759	2000
396	71280	19.8	19.8	10	423	13.86	152414138	908	16.53	41329609	1082	17.77	10664376	0
397	71460	19.9	19.9	10	424	13.86	152501564	910	16.53	41325027	884	18.05	10829535	2000
398	71640	19.9	19.9	10	425	13.87	152588235	907	16.54	41356556	1082	17.78	10670346	0
399	71820	20.0	20.0	10	426	13.88	152675039	908	16.54	41352176	884	18.06	10835643	2000
400	72000	20.0	20.0	10	427	13.89	152761097	905	16.55	41383919	1081	17.79	10676560	0
401	72180	20.1	20.1	10	428	13.90	152847298	907	16.55	41379756	883	18.07	10841944	2000
402	72360	20.1	20.1	10	428	13.90	152932763	903	16.56	41411714	1081	17.80	10682936	0
403	72540	20.2	20.2	10	429	13.91	153018380	905	16.56	41407762	883	18.08	10848389	2000
404	72720	20.2	20.2	10	430	13.92	153103270	902	16.58	41439927	1080	17.82	10689444	0
405	72900	20.3	20.3	10	431	13.93	153188323	904	16.57	41436177	883	18.09	10854955	2000
406	73080	20.3	20.3	10	432	13.93	153272658	900	16.59	41468538	1080	17.83	10696067	0
407	73260	20.4	20.4	10	433	13.94	153357163	902	16.59	41464978	882	18.10	10861632	2000
408	73440	20.4	20.4	10	434	13.95	153440960	899	16.60	41497523	1080	17.84	10702796	0
409	73620	20.5	20.5	10	434	13.96	153524935	901	16.60	41494142	882	18.11	10868412	2000
410	73800	20.5	20.5	10	435	13.96	153608210	898	16.61	41526859	1080	17.85	10709624	0
411	73980	20.6	20.6	10	436	13.97	153691673	900	16.61	41523644	882	18.13	10875286	2000
412	74160	20.6	20.6	10	437	13.98	153774442	897	16.62	41556523	1079	17.86	10716544	0
413	74340	20.7	20.7	10	438	13.99	153857407	899	16.62	41553465	882	18.14	10882251	2000
414	74520	20.7	20.7	10	439	13.99	153939685	896	16.63	41586495	1079	17.87	10723551	0
415	74700	20.8	20.8	10	439	14.00	154022167	898	16.63	41583582	881	18.15	10889299	2000
416	74880	20.8	20.8	10	440	14.01	154103970	895	16.65	41616753	1079	17.88	10730638	0
417	75060	20.9	20.9	10	441	14.02	154185982	897	16.65	41613976	881	18.16	10896425	2000
418	75240	20.9	20.9	10	442	14.02	154267323	894	16.66	41647278	1079	17.90	10737802	0
419	75420	21.0	21.0	10	443	14.03	154348880	896	16.66	41644629	881	18.17	10903624	2000
420	75600	21.0	21.0	10	443	14.04	154429771	893	16.67	41678053	1079	17.91	10745036	0
421	75780	21.1	21.1	10	444	14.05	154510885	895	16.67	41675521	881	18.18	10910892	2000
422	75960	21.1	21.1	10	445	14.05	154591340	892	16.68	41709060	1078	17.92	10752336	0
423	76140	21.2	21.2	10	446	14.06	154672024	894	16.68	41706637	881	18.20	10918223	2000
424	76320	21.2	21.2	10	447	14.07	154752053	891	16.70	41740281	1078	17.93	10759698	0
425	76500	21.3	21.3	10	448	14.08	154832318	893	16.70	41737961	881	18.21	10925614	2000
426	76680	21.3	21.3	10	448	14.08	154911934	891	16.71	41771703	1078	17.95	10767117	0
427	76860	21.4	21.4	10	449	14.09	154991790	893	16.71	41769477	880	18.22	10933060	2000
428	77040	21.4	21.4	10	450	14.10	155071004	890	16.72	41803309	1078	17.96	10774589	0
429	77220	21.5	21.5	10	451	14.10	155150462	892	16.72	41801170	880	18.23	10940557	2000
430	77400	21.5	21.5	10	452	14.11	155229283	889	16.73	41835086	1078	17.97	10782110	0
431	77580	21.6	21.6	10	452	14.12	155308354	892	16.73	41833027	880	18.25	10948102	2000
432	77760	21.6	21.6	10	453	14.13	155386793	889	16.75	41867020	1078	17.98	10789677	0
433	77940	21.7	21.7	10	454	14.13	155465485	891	16.75	41865036	880	18.26	10955691	2000
434	78120	21.7	21.7	10	455	14.14	155543550	888	16.76	41899099	1078	18.00	10797287	0
435	78300	21.8	21.8	10	455	14.15	155621874	891	16.76	41897182	880	18.27	10963320	2000
436	78480	21.8	21.8	10	456	14.15	155699574	888	16.77	41931311	1077	18.01	10804935	0
437	78660	21.9	21.9	10	457	14.16	155777538	890	16.77	41929456	880	17.68	10610987	0
438	78840	21.9	21.9	10	458	14.17	155854882	887	16.75	41886747	650	18.02	10812620	2000
439	79020	22.0	22.0	10	459	14.18	155930610	879	16.76	41890773	902	17.83	10695585	0
440	79200	22.0	22.0	10	459	14.18	156005880	877	16.75	41869916	762	18.16	10893291	2000
441	79380	22.1	22.1	10	460	14.19	156080085	872	16.76	41893288	1002	17.93	10756203	0
442	79560	22.1	22.1	10	461	14.20	156154316	873	16.75	41886021	833	18.23	10935815	2000
443	79740	22.2	22.2	10	462	14.20	156227822	870	16.77	41918082	1048	17.98	10785908	0
444	79920	22.2	22.2	10	462	14.21	156301572	872	16.77	41916104	861	18.26	10957263	2000
445	80100	22.3	22.3	10	463	14.22	156374730	869	16.78	41951287	1065	18.00	10802281	0
446	80280	22.3	22.3	10	464	14.22	156448211	872	16.78	41951108	871	17.68	10610597	0
447	80460	22.4	22.4	10	464	14.23	156521146	870	16.76	41910408	644	18.02	10813821	2000
448	80640	22.4	22.4	10	465	14.24	156592548	862	16.77	41916605	896	17.83	10697979	0
449	80820	22.5	22.5	10	466	14.24	156663576	861	16.76	41897986	757	18.16	10896642	2000
450	81000	22.5	22.5	10	467	14.25	156733625	856	16.77	41923606	998	17.93	10760366	0
451	81180	22.6	22.6	10	467	14.25	156803786	857	16.77	41918568	829	18.23	10940702	2000
452	81360	22.6	22.6	10	468	14.26	156873306	854	16.78	41952821	1045	17.99	10791459	0
453	81540	22.7	22.7	10	469	14.27	156943153	857	16.78	41952988	858	18.27	10963439	2000
454	81720	22.7	22.7	10	469	14.27	157012490	855	16.80	41990266	1062	18.02	10809053	0
455	81900	22.8	22.8	10	470	14.28	157082229	858	16.80	41992130	868	17.70	10617940	0
456	82080	22.8	22.8	10	471	14.29	157151500	856	16.78	41953418	641	18.04	10821715	2000
457	82260	22.9	22.9	10	472	14.29	157219313	848	16.78	41961551	893	17.84	10706408	0
458	82440	22.9	22.9	10	472	14.30	157286826	847	16.78	41944815	754	18.18	10905590	2000
459	82620	23.0	23.0	10	473	14.30	157353432	843	16.79	41972268	995	17.95	10769818	0
460	82800	23.0	23.0	10	474	14.31	157420220	845	16.79	41969010	826	17.65	10590643	0
461	82980	23.1	23.1	10	474	14.32	157486436	842	16.77	41928100	615	17.40	10441876	0
462	83160	23.1	23.1	10	475	14.32	157551163	834	16.74	41858880	450	17.22	10331214	0
463	83340	23.2	23.2	10	476	14.33	157613719	823	16.71	41771626	338	17.08	10250232	0
464	83520	23.2	23.2	10	476	14.33	157673678	809	16.67	41674030	267	16.98	10189338	0
465	83700	23.3	23.3	10	477	14.34	157730807	794	16.63	41571154	223	16.90	10141269	0
466	83880	23.3	23.3	10	477	14.34	157784996	778	16.59	41466121	195	16.84	10101204	0
467	84060	23.4	23.4	10	478	14.35	157836216	762	16.54	41360786	177	16.78	10066133	0
468	84240	23.4	23.4	10	478	14.35	157884479	746	16.50	41256224	166	16.72	10034235	0
469	84420	23.5	23.5	10	479	14.36	157929828	731	16.46	41153037	158	16.67	10004428	0
470	84600	23.5	23.5	10	479	14.36	157972316	715	16.42	41051551	152	16.63	9976075	0
471	84780	23.6	23.6	10	480	14.36	158012007	700	16.38	40951933	147	16.58	9948798	0
472	84960	23.6	23.6	10	480	14.37	158048968	685	16.34	40854254	143	16.54	9922375	0
473	85140	23.7	23.7	10	480	14.37	158083265	671	16.30	40758536	139	16.49	9896672	0
474	85320	23.7	23.7	10	481	14.37	158114966	657	16.27	40664768	136	16.45	9871605	0
475	85500	23.8	23.8	10	481	14.38	158144139	643	16.23	40572925	133	16.41	9847121	0
476	85680	23.8	23.8	10	481	14.38	158170848	630	16.19	40482971	130	16.37	9823185	0
477	85860	23.9	23.9	10	482	14.38	158195158	617	16.16	40394866	127	16.33	9799771	0
478	86040	23.9	23.9	10	482	14.38	158217133	604	16.12	40308569	125	16.29	9776857	0
479	86220	24.0	24.0	10	482	14.39	158236833	592	16.09	40224036	122	16.26	9754429	0
480	86400	24.0	0.0	10	482	14.39	158254319	580	16.06	40141225	119	16.22	9732470	0
481	86580	24.1	0.1	10	483	14.39	158269649	568	16.02	40060093	117	16.18	9710969	0
482	86760	24.1	0.1	10	483	14.39	158282880	556	15.99	39980599	115	16.15	9689914	0
483	86940	24.2	0.1	10	483	14.39	158294068	545	15.96	39902703	112	16.12	9669291	0
484	87120	24.2	0.2	10	483	14.39	158303266	534	15.93	39826363	110	16.08	9649091	0
485	87300	24.3	0.3	10	483	14.39	158310528	523	15.90	39751543	108	16.05	9629303	0
486	87480	24.3	0.3	10	483	14.39	158315904	513	15.87	39678203	106	16.02	9609915	0
487	87660	24.4	0.4	10	483	14.39	158319446	503	15.84	39606308	103	15.98	9590919	0
488	87840	24.4	0.4	10	483	14.39	158321201	493	15.81	39535820	101	15.95	9572305	0
489	88020	24.5	0.4	10	483	14.39	158321218	483	15.79	39466704	99	15.92	9554062	0
490	88200	24.5	0.5	10	483	14.39	158319544	474	15.76	39398928	97	15.89	9536182	0
491	88380	24.6	0.6	10	483	14.39	158316222	465	15.73	39332456	95	15.86	9518656	0
492	88560	24.6	0.6	10	483	14.39	158311297	456	15.71	39267257	94	15.84	9501474	0
493	88740	24.7	0.6	10	483	14.39	158304813	447	15.68	39203300	92	15.81	9484628	0
494	88920	24.7	0.7	10	483	14.39	158296811	439	15.66	39140552	90	15.78	9468110	0
495	89100	24.8	0.8	10	483	14.39	158287331	430	15.63	39078984	88	15.75	9451911	0
496	89280	24.8	0.8	10	483	14.39	158276414	422	15.61	39018567	87	15.73	9436024	0
497	89460	24.9	0.9	10	483	14.39	158264099	414	15.58	38959272	85	15.70	9420441	0
498	89640	24.9	0.9	10	483	14.39	158250423	407	15.56	38901071	83	15.68	9405154	0
499	89820	25.0	0.9	10	483	14.39	158235422	399	15.54	38843937	82	15.65	9390156	0
500	90000	25.0	1.0	10	482	14.38	158219134	392	15.52	38787843	80	15.63	9375440	0
501	90180	25.1	1.1	10	482	14.38	158201592	385	15.49	38732764	79	15.60	9360998	0
502	90360	25.1	1.1	10	482	14.38	158182831	378	15.47	38678675	77	15.58	9346824	0
503	90540	25.2	1.2	10	482	14.38	158162884	371	15.45	38625551	76	15.55	9332911	0
504	90720	25.2	1.2	10	482	14.38	158141784	364	15.43	38573368	74	15.53	9319253	0
505	90900	25.3	1.3	10	481	14.37	158119561	358	15.41	38522103	73	15.51	9305844	0
506	91080	25.3	1.3	10	481	14.37	158096247	352	15.39	38471732	72	15.49	9292676	0
507	91260	25.4	1.4	10	481	14.37	158071872	346	15.37	38422235	71	15.47	9279745	0
508	91440	25.4	1.4	10	481	14.37	158046464	340	15.35	38373589	69	15.45	9267044	0
509	91620	25.5	1.5	10	480	14.37	158020053	334	15.33	38325774	68	15.42	9254568	0
510	91800	25.5	1.5	10	480	14.36	157992666	328	15.31	38278768	67	15.40	9242311	0
511	91980	25.6	1.6	10	480	14.36	157964330	323	15.29	38232553	66	15.38	9230268	0
512	92160	25.6	1.6	10	480	14.36	157935071	317	15.27	38187108	65	15.36	9218433	0
513	92340	25.7	1.7	10	479	14.35	157904915	312	15.26	38142414	64	15.34	9206801	0
514	92520	25.7	1.7	10	479	14.35	157873887	307	15.24	38098453	62	15.33	9195368	0
515	92700	25.8	1.8	10	479	14.35	157842011	302	15.22	38055208	61	15.31	9184128	0
516	92880	25.8	1.8	10	478	14.35	157809311	297	15.21	38012659	60	15.29	9173076	0
517	93060	25.9	1.9	10	478	14.34	157775811	292	15.19	37970791	59	15.27	9162209	0
518	93240	25.9	1.9	10	478	14.34	157741532	287	15.17	37929587	58	15.25	9151521	0
519	93420	26.0	2.0	10	477	14.34	157706497	283	15.16	37889029	57	15.24	9141008	0
520	93600	26.0	2.0	10	477	14.33	157670727	278	15.14	37849103	57	15.22	9130665	0
521	93780	26.1	2.1	10	477	14.33	157634243	274	15.12	37809794	56	15.20	9120489	0
522	93960	26.1	2.1	10	476	14.33	157597066	270	15.11	37771085	55	15.18	9110475	0
523	94140	26.2	2.2	10	476	14.32	157559214	266	15.09	37732962	54	15.17	9100620	0
524	94320	26.2	2.2	10	476	14.32	157520709	262	15.08	37695411	53	15.15	9090920	0
525	94500	26.3	2.3	10	475	14.32	157481567	258	15.06	37658418	52	15.14	9081370	0
526	94680	26.3	2.3	10	475	14.31	157441808	254	15.05	37621970	51	15.12	9071967	0
527	94860	26.4	2.4	10	474	14.31	157401450	250	15.03	37586052	51	15.10	9062707	0
528	95040	26.4	2.4	10	474	14.31	157360509	247	15.02	37550653	50	15.09	9053588	0
529	95220	26.5	2.5	10	474	14.30	157319004	243	15.01	37515759	49	15.07	9044605	0
530	95400	26.5	2.5	10	473	14.30	157276949	240	14.99	37481359	48	15.06	9035755	0
531	95580	26.6	2.6	10	473	14.29	157234363	236	14.98	37447440	48	15.05	9027036	0
532	95760	26.6	2.6	10	472	14.29	157191260	233	14.97	37413991	47	15.03	9018443	0
533	95940	26.7	2.7	10	472	14.29	157147655	230	14.95	37381000	46	15.02	9009973	0
534	96120	26.7	2.7	10	471	14.28	157103563	227	14.94	37348456	46	15.00	9001625	0
535	96300	26.8	2.8	10	471	14.28	157059000	223	14.93	37316349	45	14.99	8993394	0
536	96480	26.8	2.8	10	471	14.27	157013979	220	14.91	37284668	44	14.98	8985278	0
537	96660	26.9	2.9	10	470	14.27	156968514	218	14.90	37253402	44	14.96	8977275	0
538	96840	26.9	2.9	10	470	14.27	156922618	215	14.89	37222542	43	14.95	8969380	0
539	97020	27.0	3.0	10	469	14.26	156876305	212	14.88	37192078	43	14.94	8961593	0
540	97200	27.0	3.0	10	469	14.26	156829587	209	14.86	37162000	42	14.92	8953910	0
541	97380	27.1	3.1	10	468	14.25	156782476	207	14.85	37132299	42	14.91	8946328	0
542	97560	27.1	3.1	10	468	14.25	156734986	204	14.84	37102967	41	14.90	8938846	0
543	97740	27.2	3.2	10	467	14.24	156687127	201	14.83	37073993	41	14.89	8931460	0
544	97920	27.2	3.2	10	467	14.24	156638911	199	14.82	37045371	40	14.87	8924169	0
545	98100	27.3	3.3	10	466	14.24	156590350	197	14.81	37017091	39	14.86	8916971	0
546	98280	27.3	3.3	10	466	14.23	156541454	194	14.80	36989145	39	14.85	8909862	0
547	98460	27.4	3.4	10	465	14.23	156492234	192	14.78	36961526	39	14.84	8902841	0
548	98640	27.4	3.4	10	465	14.22	156442700	190	14.77	36934224	38	14.83	8895906	0
549	98820	27.5	3.5	10	464	14.22	156392863	188	14.76	36907234	38	14.82	8889055	0
550	99000	27.5	3.5	10	464	14.21	156342732	185	14.75	36880548	37	14.80	8882285	0
551	99180	27.6	3.6	10	463	14.21	156292317	183	14.74	36854158	37	14.79	8875596	0
552	99360	27.6	3.6	10	463	14.20	156241627	181	14.73	36828058	36	14.78	8868984	0
553	99540	27.7	3.7	10	462	14.20	156190671	179	14.72	36802240	36	14.77	8862448	0
554	99720	27.7	3.7	10	462	14.19	156139459	177	14.71	36776698	35	14.76	8855987	0
555	99900	27.8	3.8	10	461	14.19	156087998	176	14.70	36751426	35	14.75	8849598	0
556	100080	27.8	3.8	10	461	14.19	156036298	174	14.69	36726417	35	14.74	8843280	0
557	100260	27.9	3.9	10	460	14.18	155984366	172	14.68	36701665	34	14.73	8837031	0
558	100440	27.9	3.9	10	460	14.18	155932210	170	14.67	36677164	34	14.72	8830849	0
559	100620	28.0	4.0	10	459	14.17	155879839	168	14.66	36652908	34	14.71	8824734	0
560	100800	28.0	4.0	10	459	14.17	155827260	167	14.65	36628892	33	14.70	8818682	0
561	100980	28.1	4.1	10	458	14.16	155774480	165	14.64	36605110	33	14.69	8812694	0
562	101160	28.1	4.1	10	458	14.16	155721506	163	14.63	36581557	33	14.68	8806767	0
563	101340	28.2	4.2	10	457	14.15	155668346	162	14.62	36558227	32	14.67	8800900	0
564	101520	28.2	4.2	10	457	14.15	155615007	160	14.61	36535115	32	14.66	8795091	0
565	101700	28.3	4.3	10	456	14.14	155561494	159	14.60	36512216	32	14.65	8789340	0
566	101880	28.3	4.3	10	456	14.14	155507815	157	14.60	36489525	31	14.64	8783645	0
567	102060	28.4	4.4	10	455	14.13	155453975	156	14.59	36467038	31	14.63	8778004	0
568	102240	28.4	4.4	10	455	14.13	155399982	155	14.58	36444750	31	14.62	8772416	0
569	102420	28.5	4.5	10	454	14.12	155345840	153	14.57	36422656	30	14.61	8766881	0
570	102600	28.5	4.5	10	453	14.12	155291557	152	14.56	36400752	30	14.60	8761396	0
571	102780	28.6	4.6	10	453	14.11	155237137	151	14.55	36379033	30	14.59	8755962	0
572	102960	28.6	4.6	10	452	14.11	155182585	149	14.54	36357496	30	14.58	8750576	0
573	103140	28.7	4.7	10	452	14.10	155127909	148	14.53	36336136	29	14.58	8745237	0
574	103320	28.7	4.7	10	451	14.10	155073112	147	14.53	36314950	29	14.57	8739945	0
575	103500	28.8	4.8	10	451	14.09	155018200	146	14.52	36293933	29	14.56	8734698	0
576	103680	28.8	4.8	10	450	14.09	154963178	145	14.51	36273081	29	14.55	8729495	0
577	103860	28.9	4.9	10	450	14.08	154908050	143	14.50	36252392	28	14.54	8724336	0
578	104040	28.9	4.9	10	449	14.08	154852822	142	14.49	36231861	28	14.53	8719219	0
579	104220	29.0	5.0	10	449	14.07	154797498	141	14.48	36211485	28	14.52	8714143	0
580	104400	29.0	5.0	10	448	14.07	154742083	140	14.48	36191260	28	14.52	8709108	0
581	104580	29.1	5.1	10	447	14.06	154686581	139	14.47	36171184	28	14.51	8704113	0
582	104760	29.1	5.1	10	447	14.06	154630995	138	14.46	36151252	27	14.50	8699156	0
583	104940	29.2	5.2	10	446	14.05	154575332	137	14.45	36131462	27	14.49	8694237	0
584	105120	29.2	5.2	10	446	14.05	154519593	136	14.44	36111810	27	14.48	8689355	0
585	105300	29.3	5.3	10	445	14.04	154463784	135	14.44	36092295	27	14.47	8684509	0
586	105480	29.3	5.3	10	445	14.04	154407909	134	14.43	36072911	27	14.47	8679699	0
587	105660	29.4	5.4	10	444	14.03	154351970	133	14.42	36053658	26	14.46	8674923	0
588	105840	29.4	5.4	10	444	14.03	154295972	132	14.41	36034532	26	14.45	8670181	0
589	106020	29.5	5.5	10	443	14.02	154239917	132	14.41	36015529	26	14.44	8665472	0
590	106200	29.5	5.5	10	442	14.02	154183811	131	14.40	35996649	26	14.43	8660796	0
591	106380	29.6	5.6	10	442	14.01	154127655	130	14.39	35977887	26	14.43	8656151	0
592	106560	29.6	5.6	10	441	14.01	154071454	129	14.38	35959242	25	14.42	8651537	0
593	106740	29.7	5.7	10	441	14.00	154015210	128	14.38	35940711	25	14.41	8646954	0
594	106920	29.7	5.7	10	440	14.00	153958927	127	14.37	35922292	25	14.40	8642400	0
595	107100	29.8	5.8	10	440	13.99	153902607	127	14.36	35903982	25	14.40	8637875	0
596	107280	29.8	5.8	10	439	13.99	153846254	126	14.35	35885779	25	14.39	8633379	0
597	107460	29.9	5.9	10	438	13.98	153789870	125	14.35	35867681	25	14.38	8628911	0
598	107640	29.9	5.9	10	438	13.98	153733458	124	14.34	35849686	25	14.37	8624469	0
599	107820	30.0	6.0	10	437	13.97	153677021	124	14.33	35831791	24	14.37	8620055	0
600	108000	30.0	6.0	10	437	13.97	153620561	123	14.33	35813994	24	14.36	8615667	0
601	108180	30.1	6.1	10	436	13.96	153564082	122	14.32	35796295	24	14.35	8611304	0
602	108360	30.1	6.1	10	436	13.96	153507585	122	14.31	35778689	24	14.34	8606966	0
603	108540	30.2	6.2	10	435	13.95	153451073	121	14.30	35761177	24	14.34	8602653	0
604	108720	30.2	6.2	10	435	13.94	153394549	120	14.30	35743755	24	14.33	8598364	0
605	108900	30.3	6.3	10	434	13.94	153338015	120	14.29	35726422	24	14.32	8594098	0
606	109080	30.3	6.3	10	433	13.93	153281472	119	14.28	35709176	23	14.32	8589855	0
607	109260	30.4	6.4	10	433	13.93	153224924	119	14.28	35692015	23	14.31	8585635	0
608	109440	30.4	6.4	10	432	13.92	153168372	118	14.27	35674939	23	14.30	8581437	0
609	109620	30.5	6.5	10	432	13.92	153111818	117	14.26	35657944	23	14.30	8577261	0
610	109800	30.5	6.5	10	431	13.91	153055265	117	14.26	35641030	23	14.29	8573106	0
611	109980	30.6	6.6	10	431	13.91	152998714	116	14.25	35624196	23	14.28	8568972	0
612	110160	30.6	6.6	10	430	13.90	152942167	116	14.24	35607438	23	14.27	8564858	0
613	110340	30.7	6.7	10	429	13.90	152885627	115	14.24	35590757	23	14.27	8560765	0
614	110520	30.7	6.7	10	429	13.89	152829094	115	14.23	35574150	23	14.26	8556691	0
615	110700	30.8	6.8	10	428	13.89	152772572	114	14.22	35557616	22	14.25	8552636	0
616	110880	30.8	6.8	10	428	13.88	152716060	114	14.22	35541154	22	14.25	8548600	0
617	111060	30.9	6.9	10	427	13.88	152659562	113	14.21	35524762	22	14.24	8544583	0
618	111240	30.9	6.9	10	427	13.87	152603079	113	14.20	35508440	22	14.23	8540583	0
619	111420	31.0	7.0	10	426	13.87	152546612	112	14.20	35492185	22	14.23	8536602	0
620	111600	31.0	7.0	10	425	13.86	152490163	112	14.19	35475997	22	14.82	8892638	2000
621	111780	31.1	7.1	10	425	13.86	152433733	111	14.21	35536771	449	15.41	9248691	2000
622	111960	31.1	7.1	10	424	13.85	152379207	121	14.27	35668680	854	15.88	9527865	2000
623	112140	31.2	7.2	10	424	13.85	152328311	141	14.34	35849926	1148	16.22	9734102	2000
624	112320	31.2	7.2	10	423	13.84	152282227	167	14.42	36061213	1341	16.48	9887469	2000
625	112500	31.3	7.3	10	423	13.84	152241654	197	14.52	36288998	1463	16.68	10006075	2000
626	112680	31.3	7.3	10	422	13.84	152206957	230	14.61	36524639	1539	16.84	10102754	2000
627	112860	31.4	7.4	10	422	13.83	152178283	263	14.71	36762890	1586	16.98	10185776	2000
628	113040	31.4	7.4	10	422	13.83	152155653	296	14.80	37000668	1617	17.10	10260226	2000
629	113220	31.5	7.5	10	422	13.83	152139011	329	14.89	37236212	1638	17.22	10329158	2000
630	113400	31.5	7.5	10	421	13.83	152128257	362	14.99	37468547	1652	17.32	10394375	2000
631	113580	31.6	7.6	10	421	13.83	152123270	394	15.08	37697154	1664	17.43	10456945	2000
632	113760	31.6	7.6	10	421	13.83	152123916	425	15.17	37921783	1673	17.53	10517493	2000
633	113940	31.7	7.7	10	421	13.83	152130056	455	15.26	38142334	1681	17.63	10576397	2000
634	114120	31.7	7.7	10	421	13.83	152141550	485	15.34	38358796	1688	17.72	10633883	2000
635	114300	31.8	7.8	10	421	13.83	152158258	514	15.43	38571205	1694	17.82	10690093	2000
636	114480	31.8	7.8	10	422	13.83	152180043	543	15.51	38779624	1700	17.91	10745121	2000
637	114660	31.9	7.9	10	422	13.84	152206770	570	15.59	38984133	1706	18.00	10799031	2000
638	114840	31.9	7.9	10	422	13.84	152238306	597	15.67	39184815	1712	18.09	10851872	2000
639	115020	32.0	8.0	10	422	13.84	152274523	624	15.75	39381759	1718	17.57	10543682	0
640	115200	32.0	8.0	10	423	13.85	152315294	649	15.80	39498157	1296	17.66	10594492	2000
641	115380	32.1	8.1	10	423	13.85	152358614	664	15.85	39616819	1323	17.87	10721228	2000
642	115560	32.1	8.1	10	424	13.85	152404521	679	15.90	39753805	1440	18.07	10843078	2000
643	115740	32.2	8.2	10	424	13.86	152453442	696	15.96	39906698	1545	17.64	10583940	0
644	115920	32.2	8.2	10	425	13.86	152505747	715	16.00	39992930	1194	17.78	10665798	2000
645	116100	32.3	8.3	10	425	13.87	152559777	725	16.04	40090406	1267	18.02	10810845	2000
646	116280	32.3	8.3	10	426	13.87	152615795	737	16.08	40211782	1411	17.64	10582828	0
647	116460	32.4	8.4	10	426	13.88	152674372	752	16.11	40275572	1106	17.81	10688826	2000
648	116640	32.4	8.4	10	427	13.88	152734080	758	16.14	40357497	1214	18.08	10849751	2000
649	116820	32.5	8.5	10	427	13.89	152795353	768	16.19	40467923	1381	17.72	10631305	0
650	117000	32.5	8.5	10	428	13.90	152858878	781	16.21	40523665	1091	17.90	10742685	2000
651	117180	32.6	8.6	10	429	13.90	152923300	786	16.24	40599329	1207	18.18	10906385	2000
652	117360	32.6	8.6	10	429	13.91	152989100	795	16.28	40704587	1380	17.82	10689153	0
653	117540	32.7	8.7	10	430	13.91	153056993	807	16.30	40755838	1092	18.00	10800833	2000
654	117720	32.7	8.7	10	431	13.92	153125639	812	16.33	40827439	1210	17.67	10604310	0
655	117900	32.8	8.8	10	431	13.93	153195534	820	16.34	40852021	956	17.91	10746559	2000
656	118080	32.8	8.8	10	432	13.93	153265515	821	16.36	40905515	1118	18.22	10934457	2000
657	118260	32.9	8.9	10	433	13.94	153336290	826	16.40	40995481	1326	17.89	10733229	0
658	118440	32.9	8.9	10	433	13.95	153408747	836	16.41	41036045	1061	18.09	10854610	2000
659	118620	33.0	9.0	10	434	13.95	153481663	839	16.44	41099866	1194	17.77	10663584	0
660	118800	33.0	9.0	10	435	13.96	153555605	846	16.45	41118455	949	17.41	10448712	0
661	118980	33.1	9.1	10	436	13.97	153629457	846	16.44	41090151	689	17.13	10277913	0
662	119160	33.1	9.1	10	436	13.97	153702072	840	16.41	41027920	494	16.92	10153965	0
663	119340	33.2	9.2	10	437	13.98	153772630	829	16.38	40944330	365	16.78	10065048	0
664	119520	33.2	9.2	10	438	13.99	153840621	815	16.34	40848472	283	16.67	9999417	0
665	119700	33.3	9.3	10	438	13.99	153905765	800	16.30	40746234	232	16.58	9948492	0
666	119880	33.3	9.3	10	439	14.00	153967927	784	16.26	40641225	201	16.51	9906673	0
667	120060	33.4	9.4	10	440	14.00	154027060	768	16.21	40535583	181	16.45	9870490	0
668	120240	33.4	9.4	10	440	14.01	154083172	752	16.17	40430543	168	16.40	9837857	0
669	120420	33.5	9.5	10	441	14.01	154136300	736	16.13	40326801	160	16.35	9807536	0
670	120600	33.5	9.5	10	441	14.02	154186496	720	16.09	40224736	153	16.30	9778801	0
671	120780	33.6	9.6	10	442	14.02	154233824	705	16.05	40124543	148	16.25	9751225	0
672	120960	33.6	9.6	10	442	14.03	154278351	690	16.01	40026312	144	16.21	9724554	0
673	121140	33.7	9.7	10	443	14.03	154320146	675	15.97	39930072	140	16.16	9698637	0
674	121320	33.7	9.7	10	443	14.03	154359276	661	15.93	39835819	137	16.12	9673381	0
675	121500	33.8	9.8	10	444	14.04	154395812	647	15.90	39743528	134	16.08	9648727	0
676	121680	33.8	9.8	10	444	14.04	154429819	633	15.86	39653164	131	16.04	9624637	0
677	121860	33.9	9.9	10	444	14.04	154461363	620	15.83	39564689	128	16.00	9601081	0
678	122040	33.9	9.9	10	445	14.04	154490509	607	15.79	39478059	125	15.96	9578038	0
679	122220	34.0	10.0	10	445	14.05	154517320	594	15.76	39393230	123	15.93	9555491	0
680	122400	34.0	10.0	10	445	14.05	154541857	581	15.72	39310161	120	15.89	9533426	0
681	122580	34.1	10.1	10	445	14.05	154564180	569	15.69	39228806	117	15.85	9511827	0
682	122760	34.1	10.1	10	446	14.05	154584347	558	15.66	39149125	115	15.82	9490684	0
683	122940	34.2	10.2	10	446	14.05	154602414	546	15.63	39071075	113	15.78	9469983	0
684	123120	34.2	10.2	10	446	14.06	154618438	535	15.60	38994615	110	15.75	9449714	0
685	123300	34.3	10.3	10	446	14.06	154632472	524	15.57	38919707	108	15.72	9429865	0
686	123480	34.3	10.3	10	446	14.06	154644570	514	15.54	38846310	106	15.68	9410426	0
687	123660	34.4	10.4	10	446	14.06	154654781	503	15.51	38774388	104	15.65	9391387	0
688	123840	34.4	10.4	10	447	14.06	154663156	493	15.48	38703904	101	15.62	9372737	0
689	124020	34.5	10.5	10	447	14.06	154669745	483	15.45	38634822	99	15.59	9354467	0
690	124200	34.5	10.5	10	447	14.06	154674593	474	15.43	38567106	97	15.56	9336567	0
691	124380	34.6	10.6	10	447	14.06	154677749	464	15.40	38500723	95	15.53	9319029	0
692	124560	34.6	10.6	10	447	14.06	154679256	455	15.37	38435640	94	15.50	9301842	0
693	124740	34.7	10.7	10	447	14.06	154679158	446	15.35	38371823	92	15.47	9284999	0
694	124920	34.7	10.7	10	447	14.06	154677500	438	15.32	38309242	90	15.45	9268490	0
695	125100	34.8	10.8	10	447	14.06	154674321	429	15.30	38247866	88	15.42	9252307	0
696	125280	34.8	10.8	10	447	14.06	154669663	421	15.28	38187664	86	15.39	9236443	0
697	125460	34.9	10.9	10	447	14.06	154663566	413	15.25	38128608	85	15.37	9220889	0
698	125640	34.9	10.9	10	447	14.06	154656068	405	15.23	38070668	83	15.34	9205637	0
699	125820	35.0	11.0	10	447	14.06	154647207	397	15.21	38013817	81	15.32	9190680	0
700	126000	35.0	11.0	10	446	14.06	154637019	390	15.18	37958029	80	15.29	9176011	0
701	126180	35.1	11.1	10	446	14.06	154625541	383	15.16	37903276	78	15.27	9161622	0
702	126360	35.1	11.1	10	446	14.06	154612807	376	15.14	37849533	77	15.25	9147506	0
703	126540	35.2	11.2	10	446	14.05	154598851	369	15.12	37796775	75	15.22	9133657	0
704	126720	35.2	11.2	10	446	14.05	154583707	362	15.10	37744977	74	15.20	9120069	0
705	126900	35.3	11.3	10	446	14.05	154567405	355	15.08	37694115	73	15.18	9106733	0
706	127080	35.3	11.3	10	446	14.05	154549979	349	15.06	37644167	71	15.16	9093645	0
707	127260	35.4	11.4	10	445	14.05	154531459	343	15.04	37595110	70	15.13	9080798	0
708	127440	35.4	11.4	10	445	14.05	154511873	337	15.02	37546921	69	15.11	9068186	0
709	127620	35.5	11.5	10	445	14.04	154491253	331	15.00	37499580	68	15.09	9055803	0
710	127800	35.5	11.5	10	445	14.04	154469625	325	14.98	37453064	66	15.07	9043644	0
711	127980	35.6	11.6	10	445	14.04	154447018	319	14.96	37407355	65	15.05	9031703	0
712	128160	35.6	11.6	10	444	14.04	154423458	314	14.94	37362431	64	15.03	9019974	0
713	128340	35.7	11.7	10	444	14.04	154398972	308	14.93	37318273	63	15.01	9008453	0
714	128520	35.7	11.7	10	444	14.03	154373586	303	14.91	37274863	62	15.00	8997134	0
715	128700	35.8	11.8	10	444	14.03	154347324	298	14.89	37232182	61	14.98	8986013	0
716	128880	35.8	11.8	10	443	14.03	154320210	293	14.88	37190213	60	14.96	8975083	0
717	129060	35.9	11.9	10	443	14.03	154292268	288	14.86	37148937	59	14.94	8964342	0
718	129240	35.9	11.9	10	443	14.02	154263522	283	14.84	37108337	58	14.92	8953783	0
719	129420	36.0	12.0	10	443	14.02	154233994	279	14.83	37068397	57	14.91	8943403	0
720	129600	36.0	12.0	10	442	14.02	154203705	274	14.81	37029101	56	14.89	8933196	0
721	129780	36.1	12.1	10	442	14.02	154172677	270	14.80	36990433	55	14.87	8923160	0
722	129960	36.1	12.1	10	442	14.01	154140932	265	14.78	36952377	54	14.86	8913289	0
723	130140	36.2	12.2	10	441	14.01	154108488	261	14.77	36914919	53	14.84	8903580	0
724	130320	36.2	12.2	10	441	14.01	154075367	257	14.75	36878044	52	14.82	8894028	0
725	130500	36.3	12.3	10	441	14.00	154041586	253	14.74	36841737	51	14.81	8884630	0
726	130680	36.3	12.3	10	440	14.00	154007166	249	14.72	36805985	51	14.79	8875381	0
727	130860	36.4	12.4	10	440	14.00	153972123	245	14.71	36770773	50	14.78	8866279	0
728	131040	36.4	12.4	10	440	13.99	153936477	242	14.69	36736090	49	14.76	8857320	0
729	131220	36.5	12.5	10	439	13.99	153900244	238	14.68	36701922	48	14.75	8848499	0
730	131400	36.5	12.5	10	439	13.99	153863442	235	14.67	36668256	48	14.73	8839815	0
731	131580	36.6	12.6	10	439	13.98	153826086	231	14.65	36635080	47	14.72	8831263	0
732	131760	36.6	12.6	10	438	13.98	153788194	228	14.64	36602383	46	14.70	8822840	0
733	131940	36.7	12.7	10	438	13.98	153749780	224	14.63	36570152	45	14.69	8814543	0
734	132120	36.7	12.7	10	437	13.97	153710860	221	14.62	36538377	45	14.68	8806369	0
735	132300	36.8	12.8	10	437	13.97	153671448	218	14.60	36507046	44	14.66	8798315	0
736	132480	36.8	12.8	10	437	13.97	153631560	215	14.59	36476148	43	14.65	8790378	0
737	132660	36.9	12.9	10	436	13.96	153591209	212	14.58	36445673	43	14.64	8782555	0
738	132840	36.9	12.9	10	436	13.96	153550410	209	14.57	36415612	42	14.62	8774843	0
739	133020	37.0	13.0	10	436	13.96	153509174	206	14.55	36385953	42	14.61	8767241	0
740	133200	37.0	13.0	10	435	13.95	153467517	204	14.54	36356687	41	14.60	8759744	0
741	133380	37.1	13.1	10	435	13.95	153425449	201	14.53	36327805	41	14.59	8752351	0
742	133560	37.1	13.1	10	434	13.94	153382985	198	14.52	36299297	40	14.58	8745059	0
743	133740	37.2	13.2	10	434	13.94	153340135	196	14.51	36271155	39	14.56	8737865	0
744	133920	37.2	13.2	10	433	13.94	153296912	193	14.50	36243369	39	14.55	8730768	0
745	134100	37.3	13.3	10	433	13.93	153253327	191	14.49	36215932	38	14.54	8723764	0
746	134280	37.3	13.3	10	433	13.93	153209391	188	14.48	36188834	38	14.53	8716852	0
747	134460	37.4	13.4	10	432	13.92	153165116	186	14.46	36162068	37	14.52	8710030	0
748	134640	37.4	13.4	10	432	13.92	153120511	184	14.45	36135626	37	14.51	8703295	0
749	134820	37.5	13.5	10	431	13.92	153075587	182	14.44	36109500	36	14.49	8696644	0
750	135000	37.5	13.5	10	431	13.91	153030355	179	14.43	36083682	36	14.48	8690077	0
751	135180	37.6	13.6	10	430	13.91	152984823	177	14.42	36058165	36	14.47	8683592	0
752	135360	37.6	13.6	10	430	13.90	152939003	175	14.41	36032943	35	14.46	8677185	0
753	135540	37.7	13.7	10	429	13.90	152892902	173	14.40	36008007	35	14.45	8670856	0
754	135720	37.7	13.7	10	429	13.90	152846530	171	14.39	35983352	34	14.44	8664602	0
755	135900	37.8	13.8	10	428	13.89	152799896	169	14.38	35958970	34	14.43	8658421	0
756	136080	37.8	13.8	10	428	13.89	152753009	168	14.37	35934856	34	14.42	8652313	0
757	136260	37.9	13.9	10	428	13.88	152705877	166	14.36	35911002	33	14.41	8646275	0
758	136440	37.9	13.9	10	427	13.88	152658508	164	14.35	35887404	33	14.40	8640305	0
759	136620	38.0	14.0	10	427	13.87	152610909	162	14.35	35864054	32	14.39	8634403	0
760	136800	38.0	14.0	10	426	13.87	152563090	160	14.34	35840947	32	14.38	8628565	0
761	136980	38.1	14.1	10	426	13.87	152515058	159	14.33	35818077	32	14.37	8622792	0
762	137160	38.1	14.1	10	425	13.86	152466819	157	14.32	35795440	31	14.36	8617080	0
763	137340	38.2	14.2	10	425	13.86	152418381	156	14.31	35773028	31	14.35	8611430	0
764	137520	38.2	14.2	10	424	13.85	152369751	154	14.30	35750838	31	14.34	8605839	0
765	137700	38.3	14.3	10	424	13.85	152320936	153	14.29	35728863	30	14.33	8600306	0
766	137880	38.3	14.3	10	423	13.84	152271943	151	14.28	35707100	30	14.32	8594830	0
767	138060	38.4	14.4	10	423	13.84	152222777	150	14.27	35685543	30	14.32	8589409	0
768	138240	38.4	14.4	10	422	13.83	152173446	148	14.27	35664187	30	14.31	8584042	0
769	138420	38.5	14.5	10	422	13.83	152123956	147	14.26	35643028	29	14.30	8578728	0
770	138600	38.5	14.5	10	421	13.82	152074311	145	14.25	35622061	29	14.29	8573465	0
771	138780	38.6	14.6	10	421	13.82	152024520	144	14.24	35601282	29	14.28	8568253	0
772	138960	38.6	14.6	10	420	13.82	151974586	143	14.23	35580687	28	14.27	8563090	0
773	139140	38.7	14.7	10	420	13.81	151924515	142	14.22	35560271	28	14.26	8557976	0
774	139320	38.7	14.7	10	419	13.81	151874314	140	14.22	35540030	28	14.25	8552908	0
775	139500	38.8	14.8	10	419	13.80	151823986	139	14.21	35519960	28	14.25	8547886	0
776	139680	38.8	14.8	10	418	13.80	151773538	138	14.20	35500058	27	14.24	8542909	0
777	139860	38.9	14.9	10	418	13.79	151722975	137	14.19	35480320	27	14.23	8537976	0
778	140040	38.9	14.9	10	417	13.79	151672300	136	14.18	35460742	27	14.22	8533085	0
779	140220	39.0	15.0	10	417	13.78	151621519	135	14.18	35441320	27	14.21	8528237	0
780	140400	39.0	15.0	10	416	13.78	151570637	134	14.17	35422051	26	14.21	8523429	0
781	140580	39.1	15.1	10	416	13.77	151519658	132	14.16	35402932	26	14.20	8518662	0
782	140760	39.1	15.1	10	415	13.77	151468586	131	14.15	35383958	26	14.19	8513933	0
783	140940	39.2	15.2	10	415	13.77	151417426	130	14.15	35365128	26	14.18	8509243	0
784	141120	39.2	15.2	10	414	13.76	151366181	129	14.14	35346438	26	14.17	8504590	0
785	141300	39.3	15.3	10	414	13.76	151314857	129	14.13	35327884	25	14.17	8499974	0
786	141480	39.3	15.3	10	413	13.75	151263456	128	14.12	35309464	25	14.16	8495393	0
787	141660	39.4	15.4	10	413	13.75	151211982	127	14.12	35291175	25	14.15	8490847	0
788	141840	39.4	15.4	10	412	13.74	151160440	126	14.11	35273013	25	14.14	8486336	0
789	142020	39.5	15.5	10	412	13.74	151108833	125	14.10	35254977	25	14.14	8481858	0
790	142200	39.5	15.5	10	411	13.73	151057164	124	14.09	35237064	25	14.13	8477412	0
791	142380	39.6	15.6	10	411	13.73	151005438	123	14.09	35219270	24	14.12	8472998	0
792	142560	39.6	15.6	10	410	13.72	150953656	122	14.08	35201593	24	14.11	8468616	0
793	142740	39.7	15.7	10	410	13.72	150901823	122	14.07	35184031	24	14.11	8464264	0
794	142920	39.7	15.7	10	409	13.71	150849942	121	14.07	35166582	24	14.10	8459942	0
795	143100	39.8	15.8	10	408	13.71	150798016	120	14.06	35149242	24	14.09	8455650	0
796	143280	39.8	15.8	10	408	13.70	150746048	119	14.05	35132010	24	14.09	8451386	0
797	143460	39.9	15.9	10	407	13.70	150694040	119	14.05	35114883	23	14.08	8447150	0
798	143640	39.9	15.9	10	407	13.69	150641997	118	14.04	35097860	23	14.07	8442941	0
799	143820	40.0	16.0	10	406	13.69	150589919	117	14.03	35080937	23	14.06	8438759	0
800	144000	40.0	16.0	10	406	13.69	150537811	116	14.03	35064113	23	14.06	8434604	0
801	144180	40.1	16.1	10	405	13.68	150485675	116	14.02	35047386	23	14.05	8430474	0
802	144360	40.1	16.1	10	405	13.68	150433513	115	14.01	35030753	23	14.04	8426369	0
803	144540	40.2	16.2	10	404	13.67	150381328	114	14.01	35014214	23	14.04	8422289	0
804	144720	40.2	16.2	10	404	13.67	150329123	114	14.00	34997765	22	14.03	8418233	0
805	144900	40.3	16.3	10	403	13.66	150276899	113	13.99	34981406	22	14.02	8414201	0
806	145080	40.3	16.3	10	403	13.66	150224660	113	13.99	34965133	22	14.02	8410192	0
807	145260	40.4	16.4	10	402	13.65	150172406	112	13.98	34948947	22	14.01	8406205	0
808	145440	40.4	16.4	10	402	13.65	150120141	111	13.97	34932844	22	14.00	8402241	0
809	145620	40.5	16.5	10	401	13.64	150067867	111	13.97	34916823	22	14.00	8398298	0
810	145800	40.5	16.5	10	401	13.64	150015586	110	13.96	34900883	22	13.99	8394377	0
811	145980	40.6	16.6	10	400	13.63	149963299	110	13.95	34885021	22	13.98	8390476	0
812	146160	40.6	16.6	10	400	13.63	149911009	109	13.95	34869237	21	13.98	8386596	0
813	146340	40.7	16.7	10	399	13.62	149858718	109	13.94	34853529	21	13.97	8382736	0
814	146520	40.7	16.7	10	399	13.62	149806427	108	13.94	34837895	21	13.96	8378896	0
815	146700	40.8	16.8	10	398	13.61	149754139	108	13.93	34822334	21	13.96	8375075	0
816	146880	40.8	16.8	10	398	13.61	149701855	107	13.92	34806845	21	13.95	8371272	0
817	147060	40.9	16.9	10	397	13.60	149649576	107	13.92	34791426	21	13.95	8367489	0
818	147240	40.9	16.9	10	396	13.60	149597305	106	13.91	34776075	21	13.94	8363723	0
819	147420	41.0	17.0	10	396	13.60	149545044	106	13.90	34760793	21	13.93	8359975	0
820	147600	41.0	17.0	10	395	13.59	149492792	105	13.90	34745576	21	14.53	8716245	2000
821	147780	41.1	17.1	10	395	13.59	149440554	105	13.92	34807320	448	15.12	9072531	2000
822	147960	41.1	17.1	10	394	13.58	149390211	115	13.98	34940200	853	15.59	9351939	2000
823	148140	41.2	17.2	10	394	13.58	149343492	134	14.05	35122417	1147	15.93	9558408	2000
824	148320	41.2	17.2	10	393	13.57	149301577	161	14.13	35334673	1340	16.19	9712009	2000
825	148500	41.3	17.3	10	393	13.57	149265168	191	14.23	35563428	1462	16.38	9830848	2000
826	148680	41.3	17.3	10	393	13.57	149234626	223	14.32	35800038	1537	16.55	9927760	2000
827	148860	41.4	17.4	10	392	13.56	149210101	256	14.42	36039257	1585	16.69	10011014	2000
828	149040	41.4	17.4	10	392	13.56	149191614	289	14.51	36278003	1616	16.81	10085698	2000
829	149220	41.5	17.5	10	392	13.56	149179106	322	14.61	36514515	1636	16.92	10154862	2000
830	149400	41.5	17.5	10	392	13.56	149172481	355	14.70	36747816	1651	17.03	10220312	2000
831	149580	41.6	17.6	10	392	13.56	149171615	387	14.79	36977390	1662	17.14	10283114	2000
832	149760	41.6	17.6	10	392	13.56	149176376	418	14.88	37202984	1671	17.24	10343895	2000
833	149940	41.7	17.7	10	392	13.56	149186625	449	14.97	37424500	1679	17.34	10403031	2000
834	150120	41.7	17.7	10	392	13.56	149202221	479	15.06	37641927	1686	17.43	10460749	2000
835	150300	41.8	17.8	10	392	13.57	149223024	508	15.14	37855299	1693	17.53	10517191	2000
836	150480	41.8	17.8	10	392	13.57	149248898	536	15.23	38064682	1699	17.62	10572451	2000
837	150660	41.9	17.9	10	392	13.57	149279707	564	15.31	38270153	1705	17.71	10626593	2000
838	150840	41.9	17.9	10	393	13.57	149315318	591	15.39	38471797	1711	17.80	10679665	2000
839	151020	42.0	18.0	10	393	13.58	149355604	617	15.47	38669702	1716	17.89	10731706	2000
840	151200	42.0	18.0	10	394	13.58	149400438	643	15.55	38863956	1722	17.97	10782748	2000
841	151380	42.1	18.1	10	394	13.59	149449697	668	15.62	39054650	1727	18.05	10832819	2000
842	151560	42.1	18.1	10	394	13.59	149503262	692	15.70	39241868	1732	17.54	10521946	0
843	151740	42.2	18.2	10	395	13.60	149561015	716	15.74	39348801	1310	17.62	10570153	2000
844	151920	42.2	18.2	10	396	13.60	149620961	729	15.78	39458254	1337	17.82	10694361	2000
845	152100	42.3	18.3	10	396	13.61	149683145	742	15.83	39586280	1453	18.02	10813753	2000
846	152280	42.3	18.3	10	397	13.61	149748005	757	15.89	39730457	1558	17.59	10552225	0
847	152460	42.4	18.4	10	397	13.62	149815916	775	15.92	39808212	1207	17.72	10631759	2000
848	152640	42.4	18.4	10	398	13.63	149885231	783	15.96	39897444	1279	17.96	10774546	2000
849	152820	42.5	18.5	10	399	13.63	149956220	793	16.00	40010802	1423	18.17	10904330	2000
850	153000	42.5	18.5	10	400	13.64	150029462	806	16.06	40143690	1545	17.75	10648190	0
851	153180	42.6	18.6	10	400	13.65	150105417	822	16.08	40212209	1203	17.88	10730139	2000
852	153360	42.6	18.6	10	401	13.65	150182490	829	16.12	40293465	1281	18.12	10873611	2000
853	153540	42.7	18.7	10	402	13.66	150260985	838	16.16	40399641	1428	17.74	10643092	0
854	153720	42.7	18.7	10	403	13.67	150341501	850	16.18	40448973	1124	17.91	10746093	2000
855	153900	42.8	18.8	10	403	13.67	150422632	854	16.21	40517017	1232	18.17	10903776	2000
856	154080	42.8	18.8	10	404	13.68	150504831	861	16.25	40614039	1400	17.80	10681987	0
857	154260	42.9	18.9	10	405	13.69	150588799	872	16.26	40656796	1109	17.98	10790004	2000
858	154440	42.9	18.9	10	406	13.70	150673197	875	16.29	40719854	1225	18.25	10950370	2000
859	154620	43.0	19.0	10	407	13.71	150758516	881	16.33	40812859	1397	17.88	10729855	0
860	154800	43.0	19.0	10	408	13.71	150845484	891	16.34	40852193	1109	18.06	10838319	2000
861	154980	43.1	19.1	10	408	13.72	150932774	893	16.36	40912198	1227	17.73	10638652	0
862	155160	43.1	19.1	10	409	13.73	151020891	899	16.37	40925496	973	17.96	10777834	2000
863	155340	43.2	19.2	10	410	13.74	151108684	898	16.39	40968006	1134	18.27	10962741	2000
864	155520	43.2	19.2	10	411	13.75	151196871	901	16.42	41047280	1341	17.93	10758600	0
865	155700	43.3	19.3	10	412	13.75	151286350	909	16.43	41077437	1077	18.13	10877143	2000
866	155880	43.3	19.3	10	413	13.76	151375908	910	16.45	41131127	1209	17.81	10683353	0
867	156060	43.4	19.4	10	414	13.77	151466121	915	16.46	41139856	963	18.04	10825789	2000
868	156240	43.4	19.4	10	415	13.78	151555883	913	16.47	41178850	1130	17.75	10652371	0
869	156420	43.5	19.5	10	416	13.79	151645939	916	16.47	41178347	913	18.01	10808976	2000
870	156600	43.5	19.5	10	416	13.79	151735319	913	16.48	41211835	1099	17.74	10644622	0
871	156780	43.6	19.6	10	417	13.80	151824861	915	16.48	41208177	894	18.01	10806792	2000
872	156960	43.6	19.6	10	418	13.81	151913654	912	16.50	41239934	1088	17.74	10645784	0
873	157140	43.7	19.7	10	419	13.82	152002571	913	16.49	41235388	888	18.02	10809949	2000
874	157320	43.7	19.7	10	420	13.83	152090722	910	16.51	41266747	1084	17.75	10650134	0
875	157500	43.8	19.8	10	421	13.83	152178991	911	16.50	41262084	885	18.03	10815019	2000
876	157680	43.8	19.8	10	422	13.84	152266496	908	16.52	41293486	1082	17.76	10655649	0
877	157860	43.9	19.9	10	423	13.85	152354125	909	16.52	41288954	884	18.03	10820821	2000
878	158040	43.9	19.9	10	424	13.86	152440999	906	16.53	41320534	1082	17.77	10661643	0
879	158220	44.0	20.0	10	424	13.87	152528005	908	16.53	41316205	884	18.04	10826953	2000
880	158400	44.0	20.0	10	425	13.87	152614265	905	16.54	41347998	1081	17.78	10667882	0
881	158580	44.1	20.1	10	426	13.88	152700668	906	16.54	41343885	883	18.06	10833279	2000
882	158760	44.1	20.1	10	427	13.89	152786334	903	16.55	41375893	1081	17.79	10674283	0
883	158940	44.2	20.2	10	428	13.90	152872153	905	16.55	41371992	883	18.07	10839747	2000
884	159120	44.2	20.2	10	429	13.91	152957245	901	16.56	41404207	1080	17.80	10680814	0
885	159300	44.3	20.3	10	430	13.91	153042498	903	16.56	41400507	883	18.08	10846338	2000
886	159480	44.3	20.3	10	430	13.92	153127033	900	16.57	41432917	1080	17.81	10687461	0
887	159660	44.4	20.4	10	431	13.93	153211739	902	16.57	41429407	882	18.09	10853039	2000
888	159840	44.4	20.4	10	432	13.94	153295736	899	16.58	41462002	1080	17.82	10694214	0
889	160020	44.5	20.5	10	433	13.94	153379911	901	16.58	41458670	882	18.10	10859842	2000
890	160200	44.5	20.5	10	434	13.95	153463386	898	16.60	41491437	1080	17.84	10701066	0
891	160380	44.6	20.6	10	435	13.96	153547047	899	16.60	41488272	882	18.11	10866741	2000
892	160560	44.6	20.6	10	435	13.97	153630016	896	16.61	41521200	1079	17.85	10708010	0
893	160740	44.7	20.7	10	436	13.97	153713179	898	16.61	41518191	882	18.12	10873729	2000
894	160920	44.7	20.7	10	437	13.98	153795656	895	16.62	41551270	1079	17.86	10715041	0
895	161100	44.8	20.8	10	438	13.99	153878336	897	16.62	41548406	881	18.13	10880801	2000
896	161280	44.8	20.8	10	439	14.00	153960337	894	16.63	41581626	1079	17.87	10722153	0
897	161460	44.9	20.9	10	440	14.00	154042547	896	16.63	41578898	881	18.15	10887951	2000
898	161640	44.9	20.9	10	440	14.01	154124085	893	16.64	41612249	1079	17.88	10729340	0
899	161820	45.0	21.0	10	441	14.02	154205840	895	16.64	41609648	881	18.16	10895174	2000
900	162000	45.0	21.0	10	442	14.03	154286928	893	16.66	41643122	1079	17.89	10736597	0
901	162180	45.1	21.1	10	443	14.03	154368239	895	16.66	41640639	881	18.17	10902465	2000
902	162360	45.1	21.1	10	444	14.04	154448890	892	16.67	41674225	1078	17.91	10743921	0
903	162540	45.2	21.2	10	444	14.05	154529770	894	16.67	41671852	881	18.18	10909820	2000
904	162720	45.2	21.2	10	445	14.06	154609996	891	16.68	41705544	1078	17.92	10751306	0
905	162900	45.3	21.3	10	446	14.06	154690456	893	16.68	41703272	880	18.20	10917234	2000
906	163080	45.3	21.3	10	447	14.07	154770267	890	16.69	41737062	1078	17.93	10758748	0
907	163260	45.4	21.4	10	448	14.08	154850319	892	16.69	41734884	880	18.21	10924704	2000
908	163440	45.4	21.4	10	449	14.08	154929727	890	16.71	41768765	1078	17.94	10766244	0
909	163620	45.5	21.5	10	449	14.09	155009380	892	16.71	41766674	880	18.22	10932224	2000
910	163800	45.5	21.5	10	450	14.10	155088396	889	16.72	41800638	1078	17.96	10773788	0
911	163980	45.6	21.6	10	451	14.11	155167661	891	16.72	41798627	880	18.23	10939792	2000
912	164160	45.6	21.6	10	452	14.11	155246293	889	16.73	41832668	1078	17.97	10781379	0
913	164340	45.7	21.7	10	452	14.12	155325180	891	16.73	41830731	880	18.25	10947404	2000
914	164520	45.7	21.7	10	453	14.13	155403438	888	16.75	41864842	1078	17.98	10789011	0
915	164700	45.8	21.8	10	454	14.13	155481955	890	16.75	41862972	880	18.26	10955056	2000
916	164880	45.8	21.8	10	455	14.14	155559848	888	16.76	41897149	1077	17.99	10796683	0
917	165060	45.9	21.9	10	456	14.15	155638004	890	16.76	41895341	880	18.27	10962746	2000
918	165240	45.9	21.9	10	456	14.16	155715540	887	16.77	41929576	1077	18.01	10804390	0
919	165420	46.0	22.0	10	457	14.16	155793343	889	16.77	41927825	880	17.68	10610470	0
920	165600	46.0	22.0	10	458	14.17	155870531	887	16.75	41885217	650	18.02	10812130	2000
921	165780	46.1	22.1	10	459	14.18	155946107	879	16.76	41889342	901	17.83	10695122	0
922	165960	46.1	22.1	10	459	14.18	156021228	877	16.75	41868581	761	18.15	10892855	2000
923	166140	46.2	22.2	10	460	14.19	156095287	872	16.76	41892046	1002	17.93	10755792	0
924	166320	46.2	22.2	10	461	14.20	156169375	873	16.75	41884869	833	18.23	10935429	2000
925	166500	46.3	22.3	10	462	14.20	156242743	869	16.77	41917019	1048	17.98	10785546	0
926	166680	46.3	22.3	10	462	14.21	156316356	871	16.77	41915127	861	18.26	10956924	2000
927	166860	46.4	22.4	10	463	14.22	156389382	869	16.78	41950394	1065	18.00	10801966	0
928	167040	46.4	22.4	10	464	14.22	156462733	871	16.78	41950297	871	17.68	10610304	0
929	167220	46.5	22.5	10	465	14.23	156535542	869	16.76	41909676	643	18.02	10813549	2000
930	167400	46.5	22.5	10	465	14.24	156606820	861	16.77	41915950	896	17.83	10697728	0
931	167580	46.6	22.6	10	466	14.24	156677727	860	16.76	41897407	757	18.16	10896412	2000
932	167760	46.6	22.6	10	467	14.25	156747657	855	16.77	41923101	998	17.93	10760156	0
933	167940	46.7	22.7	10	467	14.26	156817702	857	16.77	41918134	829	18.23	10940511	2000
934	168120	46.7	22.7	10	468	14.26	156887109	854	16.78	41952457	1044	17.99	10791288	0
935	168300	46.8	22.8	10	469	14.27	156956846	856	16.78	41952692	858	18.27	10963286	2000
936	168480	46.8	22.8	10	470	14.28	157026075	854	16.80	41990036	1062	18.01	10808917	0
937	168660	46.9	22.9	10	470	14.28	157095708	857	16.80	41991963	868	17.70	10617822	0
938	168840	46.9	22.9	10	471	14.29	157164875	855	16.78	41953314	641	18.04	10821615	2000
939	169020	47.0	23.0	10	472	14.29	157232588	848	16.78	41961507	893	17.84	10706324	0
940	169200	47.0	23.0	10	472	14.30	157300002	847	16.78	41944831	754	17.58	10545522	0
941	169380	47.1	23.1	10	473	14.31	157366511	842	16.76	41895445	568	17.35	10409766	0
942	169560	47.1	23.1	10	474	14.31	157431322	834	16.73	41821172	421	17.18	10307502	0
943	169740	47.2	23.2	10	474	14.32	157493837	822	16.69	41731043	321	17.05	10231704	0
944	169920	47.2	23.2	10	475	14.32	157553686	807	16.65	41631897	257	16.96	10173942	0
945	170100	47.3	23.3	10	476	14.33	157610666	792	16.61	41528256	216	16.88	10127750	0
946	170280	47.3	23.3	10	476	14.33	157664691	776	16.57	41422916	191	16.81	10088814	0
947	170460	47.4	23.4	10	477	14.34	157715738	760	16.53	41317538	175	16.76	10054431	0
948	170640	47.4	23.4	10	477	14.34	157763830	744	16.49	41213082	164	16.70	10022965	0
949	170820	47.5	23.5	10	478	14.35	157809011	729	16.44	41110084	156	16.66	9993440	0
950	171000	47.5	23.5	10	478	14.35	157851338	713	16.40	41008833	151	16.61	9965283	0
951	171180	47.6	23.6	10	479	14.35	157890874	698	16.36	40909471	146	16.56	9938151	0
952	171360	47.6	23.6	10	479	14.36	157927687	683	16.32	40812061	142	16.52	9911844	0
953	171540	47.7	23.7	10	479	14.36	157961844	669	16.29	40716614	139	16.48	9886238	0
954	171720	47.7	23.7	10	480	14.36	157993413	655	16.25	40623118	136	16.44	9861257	0
955	171900	47.8	23.8	10	480	14.37	158022461	641	16.21	40531543	133	16.39	9836853	0
956	172080	47.8	23.8	10	480	14.37	158049053	628	16.18	40441853	130	16.35	9812992	0
957	172260	47.9	23.9	10	480	14.37	158073254	615	16.14	40354008	127	16.32	9789650	0
958	172440	47.9	23.9	10	481	14.37	158095126	602	16.11	40267965	124	16.28	9766805	0
959	172620	48.0	24.0	10	481	14.37	158114731	590	16.07	40183682	122	16.24	9744444	0
960	172800	48.0	0.0	10	481	14.38	158132128	578	16.04	40101115	119	16.20	9722552	0
961	172980	48.1	0.0	10	481	14.38	158147376	566	16.01	40020223	117	16.17	9701114	0
962	173160	48.1	0.1	10	481	14.38	158160531	555	15.98	39940964	114	16.13	9680121	0
963	173340	48.2	0.1	10	482	14.38	158171649	543	15.95	39863297	112	16.10	9659560	0
964	173520	48.2	0.2	10	482	14.38	158180784	532	15.91	39787183	110	16.07	9639419	0
965	173700	48.3	0.3	10	482	14.38	158187989	522	15.89	39712583	107	16.03	9619690	0
966	173880	48.3	0.3	10	482	14.38	158193314	511	15.86	39639459	105	16.00	9600360	0
967	174060	48.4	0.4	10	482	14.38	158196810	501	15.83	39567775	103	15.97	9581420	0
968	174240	48.4	0.4	10	482	14.38	158198525	491	15.80	39497494	101	15.94	9562860	0
969	174420	48.5	0.5	10	482	14.38	158198507	482	15.77	39428582	99	15.91	9544671	0
970	174600	48.5	0.5	10	482	14.38	158196803	473	15.74	39361004	97	15.88	9526844	0
971	174780	48.6	0.5	10	482	14.38	158193457	463	15.72	39294728	95	15.85	9509369	0
972	174960	48.6	0.6	10	482	14.38	158188512	454	15.69	39229720	93	15.82	9492238	0
973	175140	48.7	0.6	10	482	14.38	158182013	446	15.67	39165949	91	15.79	9475441	0
974	175320	48.7	0.7	10	482	14.38	158174001	437	15.64	39103385	90	15.76	9458972	0
975	175500	48.8	0.8	10	482	14.38	158164516	429	15.62	39041997	88	15.74	9442821	0
976	175680	48.8	0.8	10	482	14.38	158153598	421	15.59	38981757	86	15.71	9426980	0
977	175860	48.9	0.9	10	482	14.38	158141286	413	15.57	38922634	85	15.69	9411443	0
978	176040	48.9	0.9	10	481	14.38	158127617	405	15.55	38864603	83	15.66	9396200	0
979	176220	49.0	1.0	10	481	14.37	158112628	398	15.52	38807636	82	15.64	9381246	0
980	176400	49.0	1.0	10	481	14.37	158096355	391	15.50	38751706	80	15.61	9366573	0
981	176580	49.1	1.1	10	481	14.37	158078833	384	15.48	38696787	79	15.59	9352173	0
982	176760	49.1	1.1	10	481	14.37	158060095	377	15.46	38642855	77	15.56	9338041	0
983	176940	49.2	1.2	10	481	14.37	158040175	370	15.44	38589885	76	15.54	9324169	0
984	177120	49.2	1.2	10	480	14.37	158019105	363	15.42	38537853	74	15.52	9310550	0
985	177300	49.3	1.3	10	480	14.36	157996917	357	15.39	38486736	73	15.50	9297180	0
986	177480	49.3	1.3	10	480	14.36	157973640	351	15.37	38436512	72	15.47	9284051	0
987	177660	49.4	1.4	10	480	14.36	157949305	345	15.35	38387158	70	15.45	9271157	0
988	177840	49.4	1.4	10	479	14.36	157923942	339	15.34	38338653	69	15.43	9258493	0
989	178020	49.5	1.5	10	479	14.35	157897578	333	15.32	38290975	68	15.41	9246053	0
990	178200	49.5	1.5	10	479	14.35	157870240	327	15.30	38244105	67	15.39	9233832	0
991	178380	49.6	1.6	10	479	14.35	157841957	322	15.28	38198023	66	15.37	9221823	0
992	178560	49.6	1.6	10	478	14.35	157812754	316	15.26	38152709	64	15.35	9210023	0
993	178740	49.7	1.7	10	478	14.34	157782656	311	15.24	38108144	63	15.33	9198425	0
994	178920	49.7	1.7	10	478	14.34	157751690	306	15.23	38064309	62	15.31	9187024	0
995	179100	49.8	1.8	10	478	14.34	157719878	301	15.21	38021188	61	15.29	9175817	0
996	179280	49.8	1.8	10	477	14.34	157687245	296	15.19	37978761	60	15.27	9164797	0
997	179460	49.9	1.9	10	477	14.33	157653813	291	15.17	37937013	59	15.26	9153961	0
998	179640	49.9	1.9	10	477	14.33	157619606	286	15.16	37895927	58	15.24	9143303	0
999	179820	50.0	2.0	10	476	14.33	157584645	282	15.14	37855485	57	15.22	9132820	0
1000	180000	50.0	2.0	10	476	14.32	157548951	278	15.13	37815673	56	15.20	9122508	0
1001	180180	50.1	2.1	10	475	14.32	157512546	273	15.11	37776476	55	15.19	9112361	0
1002	180360	50.1	2.1	10	475	14.32	157475449	269	15.10	37737877	55	15.17	9102376	0
1003	180540	50.2	2.2	10	475	14.31	157437680	265	15.08	37699863	54	15.15	9092549	0
1004	180720	50.2	2.2	10	474	14.31	157399259	261	15.06	37662419	53	15.14	9082876	0
1005	180900	50.3	2.3	10	474	14.31	157360204	257	15.05	37625531	52	15.12	9073353	0
1006	181080	50.3	2.3	10	474	14.30	157320534	253	15.04	37589186	51	15.11	9063977	0
1007	181260	50.4	2.4	10	473	14.30	157280266	249	15.02	37553371	51	15.09	9054744	0
1008	181440	50.4	2.4	10	473	14.29	157239417	246	15.01	37518072	50	15.08	9045651	0
1009	181620	50.5	2.5	10	472	14.29	157198006	242	14.99	37483277	49	15.06	9036693	0
1010	181800	50.5	2.5	10	472	14.29	157156048	239	14.98	37448974	48	15.05	9027869	0
1011	181980	50.6	2.6	10	472	14.28	157113558	236	14.97	37415151	48	15.03	9019174	0
1012	182160	50.6	2.6	10	471	14.28	157070554	232	14.95	37381796	47	15.02	9010605	0
1013	182340	50.7	2.7	10	471	14.28	157027050	229	14.94	37348898	46	15.00	9002160	0
1014	182520	50.7	2.7	10	470	14.27	156983061	226	14.93	37316445	46	14.99	8993835	0
1015	182700	50.8	2.8	10	470	14.27	156938601	223	14.91	37284428	45	14.98	8985628	0
1016	182880	50.8	2.8	10	469	14.26	156893685	220	14.90	37252836	44	14.96	8977535	0
1017	183060	50.9	2.9	10	469	14.26	156848327	217	14.89	37221658	44	14.95	8969554	0
1018	183240	50.9	2.9	10	468	14.25	156802539	214	14.88	37190884	43	14.94	8961682	0
1019	183420	51.0	3.0	10	468	14.25	156756335	211	14.86	37160506	43	14.92	8953916	0
1020	183600	51.0	3.0	10	468	14.25	156709728	209	14.85	37130512	42	14.91	8946254	0
1021	183780	51.1	3.1	10	467	14.24	156662729	206	14.84	37100894	41	14.90	8938694	0
1022	183960	51.1	3.1	10	467	14.24	156615352	203	14.83	37071644	41	14.89	8931233	0
1023	184140	51.2	3.2	10	466	14.23	156567607	201	14.82	37042751	40	14.87	8923868	0
1024	184320	51.2	3.2	10	466	14.23	156519507	198	14.81	37014209	40	14.86	8916597	0
1025	184500	51.3	3.3	10	465	14.22	156471062	196	14.79	36986007	39	14.85	8909419	0
1026	184680	51.3	3.3	10	465	14.22	156422283	194	14.78	36958139	39	14.84	8902330	0
1027	184860	51.4	3.4	10	464	14.22	156373181	191	14.77	36930596	38	14.83	8895329	0
1028	185040	51.4	3.4	10	464	14.21	156323767	189	14.76	36903371	38	14.81	8888413	0
1029	185220	51.5	3.5	10	463	14.21	156274050	187	14.75	36876455	38	14.80	8881581	0
1030	185400	51.5	3.5	10	463	14.20	156224041	185	14.74	36849843	37	14.79	8874830	0
1031	185580	51.6	3.6	10	462	14.20	156173748	183	14.73	36823526	37	14.78	8868159	0
1032	185760	51.6	3.6	10	462	14.19	156123181	181	14.72	36797498	36	14.77	8861566	0
1033	185940	51.7	3.7	10	461	14.19	156072349	179	14.71	36771751	36	14.76	8855048	0
1034	186120	51.7	3.7	10	461	14.18	156021262	177	14.70	36746280	35	14.75	8848605	0
1035	186300	51.8	3.8	10	460	14.18	155969927	175	14.69	36721077	35	14.74	8842233	0
1036	186480	51.8	3.8	10	460	14.17	155918353	173	14.68	36696137	35	14.73	8835933	0
1037	186660	51.9	3.9	10	459	14.17	155866549	171	14.67	36671453	34	14.72	8829701	0
1038	186840	51.9	3.9	10	459	14.16	155814521	170	14.66	36647019	34	14.71	8823536	0
1039	187020	52.0	4.0	10	458	14.16	155762279	168	14.65	36622830	34	14.70	8817438	0
1040	187200	52.0	4.0	10	458	14.16	155709829	166	14.64	36598880	33	14.69	8811403	0
1041	187380	52.1	4.1	10	457	14.15	155657179	165	14.63	36575163	33	14.68	8805431	0
1042	187560	52.1	4.1	10	457	14.15	155604336	163	14.62	36551674	33	14.67	8799520	0
1043	187740	52.2	4.2	10	456	14.14	155551307	161	14.61	36528407	32	14.66	8793669	0
1044	187920	52.2	4.2	10	456	14.14	155498099	160	14.60	36505358	32	14.65	8787877	0
1045	188100	52.3	4.3	10	455	14.13	155444719	158	14.59	36482522	32	14.64	8782141	0
1046	188280	52.3	4.3	10	454	14.13	155391173	157	14.58	36459893	31	14.63	8776462	0
1047	188460	52.4	4.4	10	454	14.12	155337467	156	14.57	36437467	31	14.62	8770836	0
1048	188640	52.4	4.4	10	453	14.12	155283607	154	14.57	36415239	31	14.61	8765264	0
1049	188820	52.5	4.5	10	453	14.11	155229600	153	14.56	36393205	30	14.60	8759744	0
1050	189000	52.5	4.5	10	452	14.11	155175452	151	14.55	36371361	30	14.59	8754274	0
1051	189180	52.6	4.6	10	452	14.10	155121167	150	14.54	36349701	30	14.58	8748854	0
1052	189360	52.6	4.6	10	451	14.10	155066752	149	14.53	36328222	30	14.57	8743483	0
1053	189540	52.7	4.7	10	451	14.09	155012212	148	14.52	36306920	29	14.56	8738158	0
1054	189720	52.7	4.7	10	450	14.09	154957551	146	14.51	36285791	29	14.55	8732881	0
1055	189900	52.8	4.8	10	450	14.08	154902777	145	14.51	36264831	29	14.55	8727648	0
1056	190080	52.8	4.8	10	449	14.08	154847892	144	14.50	36244036	29	14.54	8722459	0
1057	190260	52.9	4.9	10	448	14.07	154792902	143	14.49	36223402	28	14.53	8717314	0
1058	190440	52.9	4.9	10	448	14.07	154737813	142	14.48	36202927	28	14.52	8712211	0
1059	190620	53.0	5.0	10	447	14.06	154682627	141	14.47	36182605	28	14.51	8707149	0
1060	190800	53.0	5.0	10	447	14.06	154627351	140	14.46	36162435	28	14.50	8702128	0
1061	190980	53.1	5.1	10	446	14.05	154571988	139	14.46	36142412	27	14.50	8697146	0
1062	191160	53.1	5.1	10	446	14.05	154516542	138	14.45	36122534	27	14.49	8692202	0
1063	191340	53.2	5.2	10	445	14.04	154461018	137	14.44	36102797	27	14.48	8687297	0
1064	191520	53.2	5.2	10	445	14.04	154405420	136	14.43	36083198	27	14.47	8682428	0
1065	191700	53.3	5.3	10	444	14.03	154349751	135	14.43	36063735	27	14.46	8677595	0
1066	191880	53.3	5.3	10	443	14.03	154294016	134	14.42	36044404	26	14.45	8672798	0
1067	192060	53.4	5.4	10	443	14.02	154238218	133	14.41	36025202	26	14.45	8668035	0
1068	192240	53.4	5.4	10	442	14.02	154182361	132	14.40	36006126	26	14.44	8663305	0
1069	192420	53.5	5.5	10	442	14.01	154126448	131	14.39	35987175	26	14.43	8658609	0
1070	192600	53.5	5.5	10	441	14.01	154070483	130	14.39	35968345	26	14.42	8653945	0
1071	192780	53.6	5.6	10	441	14.00	154014469	130	14.38	35949633	26	14.42	8649313	0
1072	192960	53.6	5.6	10	440	14.00	153958409	129	14.37	35931038	25	14.41	8644711	0
1073	193140	53.7	5.7	10	440	13.99	153902307	128	14.37	35912556	25	14.40	8640140	0
1074	193320	53.7	5.7	10	439	13.99	153846166	127	14.36	35894186	25	14.39	8635598	0
1075	193500	53.8	5.8	10	438	13.98	153789988	126	14.35	35875925	25	14.39	8631086	0
1076	193680	53.8	5.8	10	438	13.98	153733778	126	14.34	35857770	25	14.38	8626602	0
1077	193860	53.9	5.9	10	437	13.97	153677536	125	14.34	35839720	25	14.37	8622145	0
1078	194040	53.9	5.9	10	437	13.97	153621267	124	14.33	35821773	24	14.36	8617716	0
1079	194220	54.0	6.0	10	436	13.96	153564973	123	14.32	35803925	24	14.36	8613313	0
1080	194400	54.0	6.0	10	436	13.96	153508656	123	14.31	35786176	24	14.35	8608936	0
1081	194580	54.1	6.1	10	435	13.95	153452320	122	14.31	35768523	24	14.34	8604585	0
1082	194760	54.1	6.1	10	435	13.95	153395966	121	14.30	35750964	24	14.33	8600259	0
1083	194940	54.2	6.2	10	434	13.94	153339598	121	14.29	35733498	24	14.33	8595957	0
1084	195120	54.2	6.2	10	433	13.93	153283217	120	14.29	35716122	24	14.32	8591679	0
1085	195300	54.3	6.3	10	433	13.93	153226826	120	14.28	35698835	24	14.31	8587425	0
1086	195480	54.3	6.3	10	432	13.92	153170426	119	14.27	35681634	23	14.31	8583193	0
1087	195660	54.4	6.4	10	432	13.92	153114022	118	14.27	35664519	23	14.30	8578984	0
1088	195840	54.4	6.4	10	431	13.91	153057613	118	14.26	35647488	23	14.29	8574798	0
1089	196020	54.5	6.5	10	431	13.91	153001203	117	14.25	35630538	23	14.28	8570633	0
1090	196200	54.5	6.5	10	430	13.90	152944793	117	14.25	35613669	23	14.28	8566489	0
1091	196380	54.6	6.6	10	429	13.90	152888386	116	14.24	35596878	23	14.27	8562365	0
1092	196560	54.6	6.6	10	429	13.89	152831983	116	14.23	35580165	23	14.26	8558263	0
1093	196740	54.7	6.7	10	428	13.89	152775586	115	14.23	35563527	23	14.26	8554180	0
1094	196920	54.7	6.7	10	428	13.88	152719198	114	14.22	35546964	22	14.25	8550116	0
1095	197100	54.8	6.8	10	427	13.88	152662819	114	14.21	35530474	22	14.24	8546072	0
1096	197280	54.8	6.8	10	427	13.87	152606451	113	14.21	35514055	22	14.24	8542047	0
1097	197460	54.9	6.9	10	426	13.87	152550097	113	14.20	35497707	22	14.23	8538040	0
1098	197640	54.9	6.9	10	426	13.86	152493757	113	14.19	35481427	22	14.22	8534051	0
1099	197820	55.0	7.0	10	425	13.86	152437434	112	14.19	35465215	22	14.22	8530080	0
1100	198000	55.0	7.0	10	424	13.85	152381129	112	14.18	35449069	22	14.81	8886127	2000
1101	198180	55.1	7.1	10	424	13.85	152324843	111	14.20	35509885	449	15.40	9242191	2000
1102	198360	55.1	7.1	10	423	13.84	152270460	121	14.26	35641836	854	15.87	9521375	2000
1103	198540	55.2	7.2	10	423	13.84	152219708	141	14.33	35823124	1148	16.21	9727622	2000
1104	198720	55.2	7.2	10	422	13.83	152173767	167	14.41	36034452	1341	16.47	9880999	2000
1105	198900	55.3	7.3	10	422	13.83	152133338	197	14.50	36262280	1463	16.67	9999616	2000
1106	199080	55.3	7.3	10	421	13.83	152098784	229	14.60	36497962	1539	16.83	10096305	2000
1107	199260	55.4	7.4	10	421	13.82	152070254	262	14.69	36736254	1586	16.97	10179336	2000
1108	199440	55.4	7.4	10	421	13.82	152047768	296	14.79	36974073	1617	17.09	10253797	2000
1109	199620	55.5	7.5	10	420	13.82	152031269	329	14.88	37209658	1638	17.20	10322738	2000
1110	199800	55.5	7.5	10	420	13.82	152020658	361	14.98	37442033	1652	17.31	10387966	2000
1111	199980	55.6	7.6	10	420	13.82	152015814	393	15.07	37670681	1664	17.42	10450545	2000
1112	200160	55.6	7.6	10	420	13.82	152016603	425	15.16	37895350	1673	17.52	10511104	2000
1113	200340	55.7	7.7	10	420	13.82	152022886	455	15.25	38115941	1681	17.62	10570017	2000
1114	200520	55.7	7.7	10	420	13.82	152034523	485	15.33	38332443	1688	17.71	10627513	2000
1115	200700	55.8	7.8	10	420	13.82	152051375	514	15.42	38544892	1694	17.81	10683733	2000
1116	200880	55.8	7.8	10	421	13.82	152073303	542	15.50	38753352	1700	17.90	10738770	2000
1117	201060	55.9	7.9	10	421	13.83	152100172	570	15.58	38957900	1706	17.99	10792690	2000
1118	201240	55.9	7.9	10	421	13.83	152131851	597	15.66	39158621	1712	18.08	10845541	2000
1119	201420	56.0	8.0	10	421	13.83	152168211	623	15.74	39355605	1718	17.56	10537360	0
1120	201600	56.0	8.0	10	422	13.84	152209124	649	15.79	39472042	1296	17.65	10588180	2000
1121	201780	56.1	8.1	10	422	13.84	152252587	664	15.84	39590743	1323	17.86	10714926	2000
1122	201960	56.1	8.1	10	423	13.85	152298636	678	15.89	39727768	1440	18.06	10836785	2000
1123	202140	56.2	8.2	10	423	13.85	152347700	696	15.95	39880700	1545	17.63	10577657	0
1124	202320	56.2	8.2	10	423	13.85	152400147	715	15.99	39966971	1194	17.77	10659524	2000
1125	202500	56.3	8.3	10	424	13.86	152454319	725	16.03	40064486	1267	18.01	10804581	2000
1126	202680	56.3	8.3	10	425	13.86	152510479	737	16.07	40185900	1411	17.63	10576573	0
1127	202860	56.4	8.4	10	425	13.87	152569198	751	16.10	40249728	1106	17.80	10682580	2000
1128	203040	56.4	8.4	10	426	13.88	152629048	758	16.13	40331692	1214	18.07	10843514	2000
1129	203220	56.5	8.5	10	426	13.88	152690463	767	16.18	40442155	1381	17.71	10625077	0
1130	203400	56.5	8.5	10	427	13.89	152754130	781	16.20	40497935	1090	17.89	10736466	2000
1131	203580	56.6	8.6	10	428	13.89	152818693	786	16.23	40573637	1207	18.17	10900177	2000
1132	203760	56.6	8.6	10	428	13.90	152884634	795	16.27	40678933	1380	17.80	10682954	0
1133	203940	56.7	8.7	10	429	13.90	152952668	807	16.29	40730221	1092	17.99	10794643	2000
1134	204120	56.7	8.7	10	430	13.91	153021456	812	16.32	40801860	1210	18.26	10958129	2000
1135	204300	56.8	8.8	10	430	13.92	153091491	819	16.36	40903376	1383	17.90	10740387	0
1136	204480	56.8	8.8	10	431	13.92	153163496	831	16.38	40951083	1096	18.09	10851397	2000
1137	204660	56.9	8.9	10	432	13.93	153236138	835	16.41	41019289	1214	17.76	10654121	0
1138	204840	56.9	8.9	10	432	13.94	153309915	842	16.42	41040594	961	17.99	10795579	2000
1139	205020	57.0	9.0	10	433	13.94	153383670	843	16.44	41090912	1122	18.30	10982672	2000
1140	205200	57.0	9.0	10	434	13.95	153458114	847	16.47	41177791	1330	17.97	10780641	0
1141	205380	57.1	9.1	10	435	13.96	153534137	857	16.49	41215351	1066	17.57	10541227	0
1142	205560	57.1	9.1	10	435	13.96	153610519	860	16.48	41199349	771	17.25	10349420	0
1143	205740	57.2	9.2	10	436	13.97	153685947	855	16.46	41144015	548	17.02	10210678	0
1144	205920	57.2	9.2	10	437	13.98	153759465	845	16.43	41063656	399	16.85	10112085	0
1145	206100	57.3	9.3	10	438	13.98	153830475	832	16.39	40968734	305	16.73	10040291	0
1146	206280	57.3	9.3	10	438	13.99	153898637	817	16.35	40866061	247	16.64	9985437	0
1147	206460	57.4	9.4	10	439	14.00	153963785	801	16.30	40759827	211	16.57	9941052	0
1148	206640	57.4	9.4	10	440	14.00	154025852	784	16.26	40652522	188	16.51	9903120	0
1149	206820	57.5	9.5	10	440	14.01	154084836	768	16.22	40545588	174	16.45	9869223	0
1150	207000	57.5	9.5	10	441	14.01	154140767	752	16.18	40439841	164	16.40	9837928	0
1151	207180	57.6	9.6	10	441	14.02	154193698	735	16.13	40335730	157	16.35	9808391	0
1152	207360	57.6	9.6	10	442	14.02	154243690	720	16.09	40233491	152	16.30	9780117	0
1153	207540	57.7	9.7	10	442	14.03	154290811	704	16.05	40133234	147	16.25	9752816	0
1154	207720	57.7	9.7	10	443	14.03	154335132	689	16.01	40035002	143	16.21	9726313	0
1155	207900	57.8	9.8	10	443	14.03	154376721	674	15.98	39938796	140	16.17	9700501	0
1156	208080	57.8	9.8	10	444	14.04	154415648	660	15.94	39844594	137	16.13	9675315	0
1157	208260	57.9	9.9	10	444	14.04	154451983	646	15.90	39752365	134	16.08	9650711	0
1158	208440	57.9	9.9	10	445	14.04	154485793	632	15.86	39662069	131	16.04	9626657	0
1159	208620	58.0	10.0	10	445	14.05	154517143	619	15.83	39573662	128	16.01	9603130	0
1160	208800	58.0	10.0	10	445	14.05	154546098	606	15.79	39487100	125	15.97	9580112	0
1161	208980	58.1	10.1	10	445	14.05	154572721	593	15.76	39402339	122	15.93	9557588	0
1162	209160	58.1	10.1	10	446	14.05	154597073	581	15.73	39319336	120	15.89	9535543	0
1163	209340	58.2	10.2	10	446	14.06	154619214	569	15.70	39238046	117	15.86	9513963	0
1164	209520	58.2	10.2	10	446	14.06	154639202	557	15.66	39158427	115	15.82	9492838	0
1165	209700	58.3	10.3	10	446	14.06	154657093	546	15.63	39080438	113	15.79	9472155	0
1166	209880	58.3	10.3	10	447	14.06	154672944	535	15.60	39004037	110	15.75	9451902	0
1167	210060	58.4	10.4	10	447	14.06	154686807	524	15.57	38929185	108	15.72	9432069	0
1168	210240	58.4	10.4	10	447	14.06	154698736	513	15.54	38855844	106	15.69	9412646	0
1169	210420	58.5	10.5	10	447	14.06	154708782	503	15.51	38783976	104	15.66	9393622	0
1170	210600	58.5	10.5	10	447	14.07	154716995	493	15.49	38713543	101	15.62	9374987	0
1171	210780	58.6	10.6	10	447	14.07	154723422	483	15.46	38644511	99	15.59	9356731	0
1172	210960	58.6	10.6	10	447	14.07	154728113	473	15.43	38576844	97	15.56	9338845	0
1173	211140	58.7	10.7	10	447	14.07	154731113	464	15.40	38510507	95	15.54	9321319	0
1174	211320	58.7	10.7	10	447	14.07	154732466	455	15.38	38445469	94	15.51	9304145	0
1175	211500	58.8	10.8	10	447	14.07	154732218	446	15.35	38381696	92	15.48	9287314	0
1176	211680	58.8	10.8	10	447	14.07	154730410	437	15.33	38319157	90	15.45	9270817	0
1177	211860	58.9	10.9	10	447	14.07	154727084	429	15.30	38257821	88	15.42	9254646	0
1178	212040	58.9	10.9	10	447	14.07	154722282	421	15.28	38197658	86	15.40	9238793	0
1179	212220	59.0	11.0	10	447	14.07	154716042	413	15.26	38138640	85	15.37	9223249	0
1180	212400	59.0	11.0	10	447	14.06	154708403	405	15.23	38080736	83	15.35	9208008	0
1181	212580	59.1	11.1	10	447	14.06	154699403	397	15.21	38023921	81	15.32	9193061	0
1182	212760	59.1	11.1	10	447	14.06	154689079	390	15.19	37968166	80	15.30	9178402	0
1183	212940	59.2	11.2	10	447	14.06	154677465	382	15.17	37913446	78	15.27	9164022	0
1184	213120	59.2	11.2	10	447	14.06	154664598	375	15.14	37859734	77	15.25	9149915	0
1185	213300	59.3	11.3	10	447	14.06	154650510	368	15.12	37807006	75	15.23	9136075	0
1186	213480	59.3	11.3	10	447	14.06	154635235	362	15.10	37755237	74	15.20	9122495	0
1187	213660	59.4	11.4	10	446	14.06	154618806	355	15.08	37704403	73	15.18	9109167	0
1188	213840	59.4	11.4	10	446	14.05	154601253	349	15.06	37654482	71	15.16	9096087	0
1189	214020	59.5	11.5	10	446	14.05	154582607	342	15.04	37605450	70	15.14	9083247	0
1190	214200	59.5	11.5	10	446	14.05	154562899	336	15.02	37557286	69	15.12	9070643	0
1191	214380	59.6	11.6	10	446	14.05	154542156	330	15.00	37509968	68	15.10	9058267	0
1192	214560	59.6	11.6	10	445	14.05	154520408	325	14.99	37463475	66	15.08	9046114	0
1193	214740	59.7	11.7	10	445	14.05	154497682	319	14.97	37417787	65	15.06	9034179	0
1194	214920	59.7	11.7	10	445	14.04	154474004	313	14.95	37372884	64	15.04	9022457	0
1195	215100	59.8	11.8	10	445	14.04	154449402	308	14.93	37328746	63	15.02	9010942	0
1196	215280	59.8	11.8	10	444	14.04	154423901	303	14.91	37285355	62	15.00	8999628	0
1197	215460	59.9	11.9	10	444	14.04	154397525	298	14.90	37242692	61	14.98	8988512	0
1198	215640	59.9	11.9	10	444	14.03	154370298	293	14.88	37200739	60	14.96	8977588	0
1199	215820	60.0	12.0	10	444	14.03	154342246	288	14.86	37159480	59	14.94	8966851	0
1200	216000	60.0	12.0	10	443	14.03	154313390	283	14.85	37118895	58	14.93	8956297	0
1201	216180	60.1	12.1	10	443	14.03	154283753	278	14.83	37078970	57	14.91	8945921	0
1202	216360	60.1	12.1	10	443	14.02	154253356	274	14.82	37039688	56	14.89	8935719	0
1203	216540	60.2	12.2	10	443	14.02	154222222	270	14.80	37001033	55	14.88	8925687	0
1204	216720	60.2	12.2	10	442	14.02	154190371	265	14.79	36962990	54	14.86	8915820	0
1205	216900	60.3	12.3	10	442	14.01	154157823	261	14.77	36925544	53	14.84	8906114	0
1206	217080	60.3	12.3	10	442	14.01	154124599	257	14.76	36888679	52	14.83	8896566	0
1207	217260	60.4	12.4	10	441	14.01	154090716	253	14.74	36852383	51	14.81	8887171	0
1208	217440	60.4	12.4	10	441	14.01	154056194	249	14.73	36816640	51	14.80	8877926	0
1209	217620	60.5	12.5	10	441	14.00	154021052	245	14.71	36781438	50	14.78	8868826	0
1210	217800	60.5	12.5	10	440	14.00	153985306	242	14.70	36746764	49	14.77	8859870	0
1211	217980	60.6	12.6	10	440	14.00	153948975	238	14.69	36712603	48	14.75	8851052	0
1212	218160	60.6	12.6	10	439	13.99	153912076	234	14.67	36678945	47	14.74	8842370	0
1213	218340	60.7	12.7	10	439	13.99	153874624	231	14.66	36645776	47	14.72	8833820	0
1214	218520	60.7	12.7	10	439	13.99	153836635	228	14.65	36613084	46	14.71	8825399	0
1215	218700	60.8	12.8	10	438	13.98	153798127	224	14.63	36580859	45	14.70	8817104	0
1216	218880	60.8	12.8	10	438	13.98	153759113	221	14.62	36549089	45	14.68	8808932	0
1217	219060	60.9	12.9	10	438	13.97	153719608	218	14.61	36517763	44	14.67	8800880	0
1218	219240	60.9	12.9	10	437	13.97	153679628	215	14.59	36486869	43	14.65	8792945	0
1219	219420	61.0	13.0	10	437	13.97	153639185	212	14.58	36456398	43	14.64	8785123	0
1220	219600	61.0	13.0	10	436	13.96	153598295	209	14.57	36426340	42	14.63	8777413	0
1221	219780	61.1	13.1	10	436	13.96	153556970	206	14.56	36396684	42	14.62	8769812	0
1222	219960	61.1	13.1	10	436	13.96	153515223	204	14.55	36367420	41	14.60	8762316	0
1223	220140	61.2	13.2	10	435	13.95	153473067	201	14.54	36338540	41	14.59	8754924	0
1224	220320	61.2	13.2	10	435	13.95	153430515	198	14.52	36310033	40	14.58	8747633	0
1225	220500	61.3	13.3	10	434	13.94	153387578	196	14.51	36281892	39	14.57	8740440	0
1226	220680	61.3	13.3	10	434	13.94	153344268	193	14.50	36254107	39	14.56	8733343	0
1227	220860	61.4	13.4	10	433	13.94	153300597	191	14.49	36226670	38	14.54	8726340	0
1228	221040	61.4	13.4	10	433	13.93	153256576	188	14.48	36199572	38	14.53	8719428	0
1229	221220	61.5	13.5	10	433	13.93	153212216	186	14.47	36172805	37	14.52	8712606	0
1230	221400	61.5	13.5	10	432	13.92	153167527	184	14.46	36146362	37	14.51	8705871	0
1231	221580	61.6	13.6	10	432	13.92	153122520	182	14.45	36120235	36	14.50	8699221	0
1232	221760	61.6	13.6	10	431	13.92	153077205	179	14.44	36094415	36	14.49	8692654	0
1233	221940	61.7	13.7	10	431	13.91	153031591	177	14.43	36068897	36	14.48	8686168	0
1234	222120	61.7	13.7	10	430	13.91	152985689	175	14.42	36043672	35	14.47	8679761	0
1235	222300	61.8	13.8	10	430	13.90	152939507	173	14.41	36018734	35	14.46	8673432	0
1236	222480	61.8	13.8	10	429	13.90	152893055	171	14.40	35994076	34	14.45	8667178	0
1237	222660	61.9	13.9	10	429	13.90	152846341	169	14.39	35969691	34	14.43	8660997	0
1238	222840	61.9	13.9	10	428	13.89	152799374	168	14.38	35945573	34	14.42	8654888	0
1239	223020	62.0	14.0	10	428	13.89	152752163	166	14.37	35921716	33	14.41	8648849	0
1240	223200	62.0	14.0	10	428	13.88	152704715	164	14.36	35898113	33	14.40	8642879	0
1241	223380	62.1	14.1	10	427	13.88	152657039	162	14.35	35874759	32	14.39	8636976	0
1242	223560	62.1	14.1	10	427	13.87	152609142	160	14.34	35851647	32	14.39	8631138	0
1243	223740	62.2	14.2	10	426	13.87	152561032	159	14.33	35828773	32	14.38	8625363	0
1244	223920	62.2	14.2	10	426	13.86	152512716	157	14.32	35806130	31	14.37	8619651	0
1245	224100	62.3	14.3	10	425	13.86	152464202	156	14.31	35783713	31	14.36	8614000	0
1246	224280	62.3	14.3	10	425	13.86	152415497	154	14.30	35761517	31	14.35	8608408	0
1247	224460	62.4	14.4	10	424	13.85	152366606	153	14.30	35739537	30	14.34	8602874	0
1248	224640	62.4	14.4	10	424	13.85	152317538	151	14.29	35717768	30	14.33	8597396	0
1249	224820	62.5	14.5	10	423	13.84	152268298	150	14.28	35696205	30	14.32	8591974	0
1250	225000	62.5	14.5	10	423	13.84	152218893	148	14.27	35674842	30	14.31	8586606	0
1251	225180	62.6	14.6	10	422	13.83	152169328	147	14.26	35653677	29	14.30	8581290	0
1252	225360	62.6	14.6	10	422	13.83	152119611	145	14.25	35632703	29	14.29	8576027	0
1253	225540	62.7	14.7	10	421	13.82	152069746	144	14.24	35611917	29	14.28	8570813	0
1254	225720	62.7	14.7	10	421	13.82	152019739	143	14.24	35591314	28	14.28	8565649	0
1255	225900	62.8	14.8	10	420	13.82	151969596	142	14.23	35570891	28	14.27	8560532	0
1256	226080	62.8	14.8	10	420	13.81	151919323	140	14.22	35550643	28	14.26	8555463	0
1257	226260	62.9	14.9	10	419	13.81	151868924	139	14.21	35530566	28	14.25	8550439	0
1258	226440	62.9	14.9	10	419	13.80	151818405	138	14.20	35510656	27	14.24	8545461	0
1259	226620	63.0	15.0	10	418	13.80	151767770	137	14.20	35490909	27	14.23	8540526	0
1260	226800	63.0	15.0	10	418	13.79	151717025	136	14.19	35471323	27	14.23	8535634	0
1261	226980	63.1	15.1	10	417	13.79	151666174	135	14.18	35451893	27	14.22	8530783	0
1262	227160	63.1	15.1	10	417	13.78	151615222	134	14.17	35432615	26	14.21	8525974	0
1263	227340	63.2	15.2	10	416	13.78	151564173	133	14.17	35413487	26	14.20	8521204	0
1264	227520	63.2	15.2	10	416	13.77	151513031	132	14.16	35394505	26	14.19	8516474	0
1265	227700	63.3	15.3	10	415	13.77	151461802	131	14.15	35375666	26	14.19	8511782	0
1266	227880	63.3	15.3	10	415	13.76	151410489	130	14.14	35356967	26	14.18	8507127	0
1267	228060	63.4	15.4	10	414	13.76	151359095	129	14.14	35338404	25	14.17	8502508	0
1268	228240	63.4	15.4	10	414	13.76	151307626	128	14.13	35319974	25	14.16	8497926	0
1269	228420	63.5	15.5	10	413	13.75	151256085	127	14.12	35301676	25	14.16	8493378	0
1270	228600	63.5	15.5	10	413	13.75	151204475	126	14.11	35283505	25	14.15	8488864	0
1271	228780	63.6	15.6	10	412	13.74	151152801	125	14.11	35265459	25	14.14	8484384	0
1272	228960	63.6	15.6	10	412	13.74	151101065	124	14.10	35247536	25	14.13	8479936	0
1273	229140	63.7	15.7	10	411	13.73	151049271	123	14.09	35229732	24	14.13	8475520	0
1274	229320	63.7	15.7	10	410	13.73	150997423	122	14.08	35212046	24	14.12	8471135	0
1275	229500	63.8	15.8	10	410	13.72	150945524	122	14.08	35194474	24	14.11	8466781	0
1276	229680	63.8	15.8	10	409	13.72	150893577	121	14.07	35177014	24	14.10	8462457	0
1277	229860	63.9	15.9	10	409	13.71	150841584	120	14.06	35159664	24	14.10	8458162	0
1278	230040	63.9	15.9	10	408	13.71	150789550	119	14.06	35142422	24	14.09	8453896	0
1279	230220	64.0	16.0	10	408	13.70	150737478	119	14.05	35125284	23	14.08	8449657	0
1280	230400	64.0	16.0	10	407	13.70	150685369	118	14.04	35108250	23	14.08	8445446	0
1281	230580	64.1	16.1	10	407	13.69	150633226	117	14.04	35091317	23	14.07	8441262	0
1282	230760	64.1	16.1	10	406	13.69	150581053	116	14.03	35074482	23	14.06	8437104	0
1283	230940	64.2	16.2	10	406	13.68	150528853	116	14.02	35057744	23	14.05	8432972	0
1284	231120	64.2	16.2	10	405	13.68	150476626	115	14.02	35041101	23	14.05	8428865	0
1285	231300	64.3	16.3	10	405	13.67	150424377	114	14.01	35024551	23	14.04	8424782	0
1286	231480	64.3	16.3	10	404	13.67	150372108	114	14.00	35008091	22	14.03	8420724	0
1287	231660	64.4	16.4	10	404	13.67	150319821	113	14.00	34991720	22	14.03	8416689	0
1288	231840	64.4	16.4	10	403	13.66	150267517	113	13.99	34975437	22	14.02	8412677	0
1289	232020	64.5	16.5	10	403	13.66	150215201	112	13.98	34959239	22	14.01	8408688	0
1290	232200	64.5	16.5	10	402	13.65	150162873	111	13.98	34943125	22	14.01	8404721	0
1291	232380	64.6	16.6	10	402	13.65	150110536	111	13.97	34927093	22	14.00	8400776	0
1292	232560	64.6	16.6	10	401	13.64	150058192	110	13.96	34911141	22	13.99	8396852	0
1293	232740	64.7	16.7	10	401	13.64	150005842	110	13.96	34895269	22	13.99	8392948	0
1294	232920	64.7	16.7	10	400	13.63	149953490	109	13.95	34879473	21	13.98	8389066	0
1295	233100	64.8	16.8	10	400	13.63	149901137	109	13.95	34863753	21	13.98	8385203	0
1296	233280	64.8	16.8	10	399	13.62	149848784	108	13.94	34848108	21	13.97	8381360	0
1297	233460	64.9	16.9	10	398	13.62	149796433	108	13.93	34832535	21	13.96	8377536	0
1298	233640	64.9	16.9	10	398	13.61	149744087	107	13.93	34817034	21	13.96	8373731	0
1299	233820	65.0	17.0	10	397	13.61	149691747	107	13.92	34801604	21	13.95	8369944	0
1300	234000	65.0	17.0	10	397	13.60	149639415	106	13.91	34786241	21	14.54	8726176	2000
1301	234180	65.1	17.1	10	396	13.60	149587092	106	13.94	34847843	448	15.14	9082425	2000
1302	234360	65.1	17.1	10	396	13.59	149536662	116	13.99	34980582	853	15.60	9361796	2000
1303	234540	65.2	17.2	10	395	13.59	149489853	135	14.07	35162660	1147	15.95	9568230	2000
1304	234720	65.2	17.2	10	395	13.59	149447846	162	14.15	35374781	1340	16.20	9721795	2000
1305	234900	65.3	17.3	10	394	13.58	149411341	192	14.24	35603402	1462	16.40	9840599	2000
1306	235080	65.3	17.3	10	394	13.58	149380702	224	14.34	35839880	1538	16.56	9937477	2000
1307	235260	65.4	17.4	10	394	13.58	149356077	257	14.43	36078969	1585	16.70	10020698	2000
1308	235440	65.4	17.4	10	394	13.58	149337486	290	14.53	36317588	1616	16.83	10095348	2000
1309	235620	65.5	17.5	10	393	13.57	149324874	323	14.62	36553974	1637	16.94	10164479	2000
1310	235800	65.5	17.5	10	393	13.57	149318141	356	14.71	36787152	1651	17.05	10229898	2000
1311	235980	65.6	17.6	10	393	13.57	149317166	388	14.81	37016604	1662	17.15	10292668	2000
1312	236160	65.6	17.6	10	393	13.57	149321815	419	14.90	37242079	1672	17.26	10353418	2000
1313	236340	65.7	17.7	10	393	13.58	149331950	450	14.99	37463477	1680	17.35	10412524	2000
1314	236520	65.7	17.7	10	393	13.58	149347430	479	15.07	37680787	1687	17.45	10470211	2000
1315	236700	65.8	17.8	10	393	13.58	149368115	508	15.16	37894046	1693	17.54	10526624	2000
1316	236880	65.8	17.8	10	394	13.58	149393869	537	15.24	38103316	1699	17.64	10581855	2000
1317	237060	65.9	17.9	10	394	13.58	149424556	564	15.32	38308676	1705	17.73	10635968	2000
1318	237240	65.9	17.9	10	394	13.59	149460044	591	15.40	38510210	1711	17.82	10689012	2000
1319	237420	66.0	18.0	10	395	13.59	149500205	618	15.48	38708007	1717	17.90	10741026	2000
1320	237600	66.0	18.0	10	395	13.59	149544912	643	15.56	38902156	1722	17.99	10792040	2000
1321	237780	66.1	18.1	10	395	13.60	149594042	668	15.64	39092744	1727	18.07	10842084	2000
1322	237960	66.1	18.1	10	396	13.60	149647476	693	15.71	39279859	1732	17.55	10531185	0
1323	238140	66.2	18.2	10	396	13.61	149705098	717	15.75	39386691	1310	17.63	10579366	2000
1324	238320	66.2	18.2	10	397	13.61	149764910	729	15.80	39496042	1337	17.84	10703547	2000
1325	238500	66.3	18.3	10	398	13.62	149826959	742	15.85	39623969	1453	18.04	10822914	2000
1326	238680	66.3	18.3	10	398	13.63	149891682	758	15.91	39768049	1558	17.60	10561362	0
1327	238860	66.4	18.4	10	399	13.63	149959456	775	15.94	39845707	1207	17.73	10640870	2000
1328	239040	66.4	18.4	10	400	13.64	150028632	784	15.97	39934844	1279	17.97	10783633	2000
1329	239220	66.5	18.5	10	400	13.65	150099481	794	16.02	40048108	1423	18.19	10913393	2000
1330	239400	66.5	18.5	10	401	13.65	150172581	807	16.07	40180904	1545	17.76	10657229	0
1331	239580	66.6	18.6	10	402	13.66	150248393	823	16.10	40249331	1203	17.90	10739154	2000
1332	239760	66.6	18.6	10	402	13.67	150325322	830	16.13	40330496	1281	18.14	10882604	2000
1333	239940	66.7	18.7	10	403	13.67	150403671	839	16.17	40436583	1428	17.75	10652062	0
1334	240120	66.7	18.7	10	404	13.68	150484041	851	16.19	40485826	1124	17.93	10755041	2000
1335	240300	66.8	18.8	10	405	13.69	150565024	855	16.22	40553783	1232	18.19	10912701	2000
1336	240480	66.8	18.8	10	406	13.70	150647075	861	16.26	40650719	1400	17.82	10690890	0
1337	240660	66.9	18.9	10	406	13.70	150730894	872	16.28	40693391	1109	18.00	10798886	2000
1338	240840	66.9	18.9	10	407	13.71	150815141	875	16.30	40756365	1225	18.27	10959230	2000
1339	241020	67.0	19.0	10	408	13.72	150900309	881	16.34	40849287	1398	17.90	10738694	0
1340	241200	67.0	19.0	10	409	13.73	150987124	891	16.36	40888538	1109	18.08	10847137	2000
1341	241380	67.1	19.1	10	410	13.73	151074262	894	16.38	40948463	1227	17.75	10647450	0
1342	241560	67.1	19.1	10	411	13.74	151162224	899	16.38	40961680	973	17.98	10786611	2000
1343	241740	67.2	19.2	10	412	13.75	151249862	899	16.40	41004110	1134	18.29	10971498	2000
1344	241920	67.2	19.2	10	412	13.76	151337894	902	16.43	41083306	1342	17.95	10767337	0
1345	242100	67.3	19.3	10	413	13.77	151427216	910	16.45	41113384	1077	18.14	10885860	2000
1346	242280	67.3	19.3	10	414	13.77	151516617	911	16.47	41166998	1209	17.82	10692051	0
1347	242460	67.4	19.4	10	415	13.78	151606672	915	16.47	41175650	964	18.06	10834468	2000
1348	242640	67.4	19.4	10	416	13.79	151696275	914	16.49	41214569	1130	17.77	10661031	0
1349	242820	67.5	19.5	10	417	13.80	151786171	916	16.49	41213991	913	18.03	10817617	2000
1350	243000	67.5	19.5	10	418	13.81	151875392	914	16.50	41247405	1099	17.76	10653245	0
1351	243180	67.6	19.6	10	419	13.81	151964773	915	16.50	41243674	895	18.03	10815396	2000
1352	243360	67.6	19.6	10	420	13.82	152053405	912	16.51	41275358	1088	17.76	10654370	0
1353	243540	67.7	19.7	10	421	13.83	152142160	914	16.51	41270741	888	18.03	10818517	2000
1354	243720	67.7	19.7	10	421	13.84	152230148	910	16.52	41302029	1084	17.76	10658683	0
1355	243900	67.8	19.8	10	422	13.85	152318254	912	16.52	41297296	885	18.04	10823551	2000
1356	244080	67.8	19.8	10	423	13.86	152405596	908	16.53	41328627	1082	17.77	10664164	0
1357	244260	67.9	19.9	10	424	13.86	152493061	910	16.53	41324027	884	18.05	10829318	2000
1358	244440	67.9	19.9	10	425	13.87	152579770	907	16.54	41355538	1082	17.78	10670123	0
1359	244620	68.0	20.0	10	426	13.88	152666611	908	16.54	41351141	884	18.06	10835416	2000
1360	244800	68.0	20.0	10	427	13.89	152752706	905	16.55	41382866	1081	17.79	10676328	0
1361	244980	68.1	20.1	10	428	13.89	152838943	907	16.55	41378686	883	18.07	10841708	2000
1362	245160	68.1	20.1	10	428	13.90	152924443	903	16.56	41410628	1081	17.80	10682695	0
1363	245340	68.2	20.2	10	429	13.91	153010095	905	16.56	41406661	883	18.08	10848144	2000
1364	245520	68.2	20.2	10	430	13.92	153095020	902	16.58	41438811	1081	17.82	10689194	0
1365	245700	68.3	20.3	10	431	13.93	153180106	904	16.57	41435047	883	18.09	10854702	2000
1366	245880	68.3	20.3	10	432	13.93	153264473	901	16.59	41467393	1080	17.83	10695809	0
1367	246060	68.4	20.4	10	433	13.94	153349011	902	16.59	41463820	882	18.10	10861371	2000
1368	246240	68.4	20.4	10	433	13.95	153432839	899	16.60	41496351	1080	17.84	10702531	0
1369	246420	68.5	20.5	10	434	13.96	153516846	901	16.60	41492957	882	18.11	10868143	2000
1370	246600	68.5	20.5	10	435	13.96	153600151	898	16.61	41525662	1080	17.85	10709352	0
1371	246780	68.6	20.6	10	436	13.97	153683644	900	16.61	41522435	882	18.13	10875011	2000
1372	246960	68.6	20.6	10	437	13.98	153766443	897	16.62	41555302	1079	17.86	10716265	0
1373	247140	68.7	20.7	10	438	13.99	153849436	899	16.62	41552232	882	18.14	10881969	2000
1374	247320	68.7	20.7	10	438	13.99	153931743	896	16.63	41585250	1079	17.87	10723266	0
1375	247500	68.8	20.8	10	439	14.00	154014253	898	16.63	41582327	881	18.15	10889011	2000
1376	247680	68.8	20.8	10	440	14.01	154096083	895	16.65	41615487	1079	17.88	10730347	0
1377	247860	68.9	20.9	10	441	14.02	154178123	897	16.65	41612700	881	18.16	10896131	2000
1378	248040	68.9	20.9	10	442	14.02	154259490	894	16.66	41645993	1079	17.90	10737505	0
1379	248220	69.0	21.0	10	443	14.03	154341073	896	16.66	41643333	881	18.17	10903325	2000
1380	248400	69.0	21.0	10	443	14.04	154421991	893	16.67	41676749	1079	17.91	10744734	0
1381	248580	69.1	21.1	10	444	14.05	154503130	895	16.67	41674208	881	18.18	10910588	2000
1382	248760	69.1	21.1	10	445	14.05	154583610	892	16.68	41707738	1078	17.92	10752029	0
1383	248940	69.2	21.2	10	446	14.06	154664318	894	16.68	41705307	881	18.20	10917914	2000
1384	249120	69.2	21.2	10	447	14.07	154744372	891	16.70	41738943	1078	17.93	10759386	0
1385	249300	69.3	21.3	10	447	14.07	154824660	893	16.69	41736615	881	18.21	10925301	2000
1386	249480	69.3	21.3	10	448	14.08	154904300	891	16.71	41770349	1078	17.94	10766801	0
1387	249660	69.4	21.4	10	449	14.09	154984179	893	16.71	41768116	880	18.22	10932743	2000
1388	249840	69.4	21.4	10	450	14.10	155063415	890	16.72	41801941	1078	17.96	10774269	0
1389	250020	69.5	21.5	10	451	14.10	155142896	892	16.72	41799795	880	18.23	10940236	2000
1390	250200	69.5	21.5	10	451	14.11	155221739	889	16.73	41833704	1078	17.97	10781787	0
1391	250380	69.6	21.6	10	452	14.12	155300832	892	16.73	41831639	880	18.25	10947777	2000
1392	250560	69.6	21.6	10	453	14.13	155379292	889	16.75	41865626	1078	17.98	10789350	0
1393	250740	69.7	21.7	10	454	14.13	155458006	891	16.75	41863635	880	18.26	10955362	2000
1394	250920	69.7	21.7	10	455	14.14	155536091	888	16.76	41897693	1078	17.99	10796957	0
1395	251100	69.8	21.8	10	455	14.15	155614435	891	16.76	41895771	880	18.27	10962989	2000
1396	251280	69.8	21.8	10	456	14.15	155692156	888	16.77	41929894	1077	18.01	10804602	0
1397	251460	69.9	21.9	10	457	14.16	155770139	890	16.77	41928033	880	17.68	10610652	0
1398	251640	69.9	21.9	10	458	14.17	155847503	887	16.75	41885320	650	18.02	10812284	2000
1399	251820	70.0	22.0	10	458	14.17	155923251	879	16.76	41889341	902	17.83	10695247	0
1400	252000	70.0	22.0	10	459	14.18	155998540	878	16.75	41868480	762	18.15	10892952	2000
1401	252180	70.1	22.1	10	460	14.19	156072764	872	16.76	41891847	1002	17.93	10755863	0
1402	252360	70.1	22.1	10	461	14.20	156147013	873	16.75	41884576	833	18.23	10935474	2000
1403	252540	70.2	22.2	10	461	14.20	156220538	870	16.77	41916633	1048	17.98	10785565	0
1404	252720	70.2	22.2	10	462	14.21	156294306	872	16.77	41914650	861	18.26	10956919	2000
1405	252900	70.3	22.3	10	463	14.22	156367482	869	16.78	41949830	1065	18.00	10801936	0
1406	253080	70.3	22.3	10	464	14.22	156440981	872	16.78	41949647	871	17.68	10610251	0
1407	253260	70.4	22.4	10	464	14.23	156513933	870	16.76	41908944	644	18.02	10813474	2000
1408	253440	70.4	22.4	10	465	14.24	156585353	862	16.77	41915137	896	17.83	10697631	0
1409	253620	70.5	22.5	10	466	14.24	156656398	861	16.76	41896515	757	18.16	10896293	2000
1410	253800	70.5	22.5	10	467	14.25	156726464	856	16.77	41922133	998	17.93	10760016	0
1411	253980	70.6	22.6	10	467	14.25	156796641	857	16.77	41917091	829	18.23	10940351	2000
1412	254160	70.6	22.6	10	468	14.26	156866178	854	16.78	41951341	1045	17.99	10791108	0
1413	254340	70.7	22.7	10	469	14.27	156936041	857	16.78	41951506	858	18.27	10963087	2000
1414	254520	70.7	22.7	10	469	14.27	157005394	855	16.80	41988782	1062	18.01	10808700	0
1415	254700	70.8	22.8	10	470	14.28	157075149	858	16.80	41990642	868	17.70	10617586	0
1416	254880	70.8	22.8	10	471	14.29	157144435	856	16.78	41951929	641	18.04	10821361	2000
1417	255060	70.9	22.9	10	471	14.29	157212264	848	16.78	41960059	893	17.84	10706053	0
1418	255240	70.9	22.9	10	472	14.30	157279792	847	16.78	41943321	754	18.18	10905234	2000
1419	255420	71.0	23.0	10	473	14.30	157346414	843	16.79	41970772	995	17.95	10769461	0
1420	255600	71.0	23.0	10	473	14.31	157413216	845	16.79	41967513	826	17.65	10590286	0
1421	255780	71.1	23.1	10	474	14.32	157479447	842	16.77	41926600	615	17.40	10441519	0
1422	255960	71.1	23.1	10	475	14.32	157544189	834	16.74	41857379	450	17.22	10330856	0
1423	256140	71.2	23.2	10	475	14.33	157606760	823	16.71	41770123	338	17.08	10249873	0
1424	256320	71.2	23.2	10	476	14.33	157666733	809	16.67	41672526	267	16.98	10188979	0
1425	256500	71.3	23.3	10	477	14.34	157723876	794	16.63	41569649	223	16.90	10140909	0
1426	256680	71.3	23.3	10	477	14.34	157778080	778	16.59	41464614	195	16.83	10100844	0
1427	256860	71.4	23.4	10	478	14.35	157829313	762	16.54	41359278	177	16.78	10065772	0
1428	257040	71.4	23.4	10	478	14.35	157877591	747	16.50	41254715	166	16.72	10033874	0
1429	257220	71.5	23.5	10	479	14.36	157922953	731	16.46	41151527	158	16.67	10004067	0
1430	257400	71.5	23.5	10	479	14.36	157965455	715	16.42	41050040	152	16.63	9975713	0
1431	257580	71.6	23.6	10	480	14.36	158005160	700	16.38	40950420	147	16.58	9948436	0
1432	257760	71.6	23.6	10	480	14.37	158042134	685	16.34	40852741	143	16.54	9922013	0
1433	257940	71.7	23.7	10	480	14.37	158076444	671	16.30	40757022	139	16.49	9896310	0
1434	258120	71.7	23.7	10	481	14.37	158108159	657	16.27	40663254	136	16.45	9871243	0
1435	258300	71.8	23.8	10	481	14.38	158137344	643	16.23	40571410	133	16.41	9846759	0
1436	258480	71.8	23.8	10	481	14.38	158164066	630	16.19	40481455	130	16.37	9822822	0
1437	258660	71.9	23.9	10	482	14.38	158188390	617	16.16	40393350	127	16.33	9799407	0
1438	258840	71.9	23.9	10	482	14.38	158210377	604	16.12	40307052	125	16.29	9776494	0
1439	259020	72.0	24.0	10	482	14.38	158230090	592	16.09	40222519	122	16.26	9754065	0
1440	259200	72.0	0.0	10	482	14.39	158247588	580	16.06	40139708	119	16.22	9732107	0
1441	259380	72.1	0.0	10	482	14.39	158262931	568	16.02	40058576	117	16.18	9710606	0
1442	259560	72.1	0.1	10	483	14.39	158276174	556	15.99	39979082	115	16.15	9689550	0
1443	259740	72.2	0.2	10	483	14.39	158287374	545	15.96	39901185	112	16.11	9668927	0
1444	259920	72.2	0.2	10	483	14.39	158296584	534	15.93	39824846	110	16.08	9648727	0
1445	260100	72.3	0.3	10	483	14.39	158303858	523	15.90	39750026	108	16.05	9628938	0
1446	260280	72.3	0.3	10	483	14.39	158309246	513	15.87	39676686	106	16.02	9609551	0
1447	260460	72.4	0.3	10	483	14.39	158312800	503	15.84	39604790	103	15.98	9590555	0
1448	260640	72.4	0.4	10	483	14.39	158314567	493	15.81	39534303	101	15.95	9571941	0
1449	260820	72.5	0.5	10	483	14.39	158314596	483	15.79	39465188	99	15.92	9553698	0
1450	261000	72.5	0.5	10	483	14.39	158312933	474	15.76	39397411	97	15.89	9535818	0
1451	261180	72.6	0.5	10	483	14.39	158309623	465	15.73	39330940	95	15.86	9518292	0
1452	261360	72.6	0.6	10	483	14.39	158304710	456	15.71	39265742	94	15.84	9501110	0
1453	261540	72.7	0.7	10	483	14.39	158298237	447	15.68	39201784	92	15.81	9484264	0
1454	261720	72.7	0.7	10	483	14.39	158290246	439	15.66	39139037	90	15.78	9467746	0
1455	261900	72.8	0.8	10	483	14.39	158280777	430	15.63	39077469	88	15.75	9451547	0
1456	262080	72.8	0.8	10	483	14.39	158269872	422	15.61	39017053	87	15.73	9435660	0
1457	262260	72.9	0.8	10	483	14.39	158257567	414	15.58	38957758	85	15.70	9420077	0
1458	262440	72.9	0.9	10	483	14.39	158243902	407	15.56	38899558	83	15.67	9404790	0
1459	262620	73.0	1.0	10	482	14.38	158228913	399	15.54	38842425	82	15.65	9389792	0
1460	262800	73.0	1.0	10	482	14.38	158212635	392	15.51	38786332	80	15.63	9375076	0
1461	262980	73.1	1.1	10	482	14.38	158195104	385	15.49	38731254	79	15.60	9360635	0
1462	263160	73.1	1.1	10	482	14.38	158176354	378	15.47	38677165	77	15.58	9346461	0
1463	263340	73.2	1.2	10	482	14.38	158156418	371	15.45	38624042	76	15.55	9332548	0
1464	263520	73.2	1.2	10	482	14.38	158135328	364	15.43	38571859	74	15.53	9318890	0
1465	263700	73.3	1.3	10	481	14.37	158113116	358	15.41	38520595	73	15.51	9305481	0
1466	263880	73.3	1.3	10	481	14.37	158089813	352	15.39	38470226	72	15.49	9292314	0
1467	264060	73.4	1.4	10	481	14.37	158065448	346	15.37	38420729	71	15.47	9279383	0
1468	264240	73.4	1.4	10	481	14.37	158040051	340	15.35	38372084	69	15.44	9266682	0
1469	264420	73.5	1.5	10	480	14.36	158013650	334	15.33	38324270	68	15.42	9254206	0
1470	264600	73.5	1.5	10	480	14.36	157986273	328	15.31	38277265	67	15.40	9241950	0
1471	264780	73.6	1.6	10	480	14.36	157957947	322	15.29	38231051	66	15.38	9229906	0
1472	264960	73.6	1.6	10	480	14.36	157928699	317	15.27	38185607	65	15.36	9218072	0
1473	265140	73.7	1.7	10	479	14.35	157898553	312	15.26	38140914	64	15.34	9206440	0
1474	265320	73.7	1.7	10	479	14.35	157867535	307	15.24	38096954	62	15.33	9195007	0
1475	265500	73.8	1.8	10	479	14.35	157835669	302	15.22	38053710	61	15.31	9183767	0
1476	265680	73.8	1.8	10	478	14.35	157802979	297	15.20	38011163	60	15.29	9172716	0
1477	265860	73.9	1.9	10	478	14.34	157769489	292	15.19	37969296	59	15.27	9161849	0
1478	266040	73.9	1.9	10	478	14.34	157735220	287	15.17	37928092	58	15.25	9151161	0
1479	266220	74.0	2.0	10	477	14.34	157700195	283	15.16	37887536	57	15.23	9140648	0
1480	266400	74.0	2.0	10	477	14.33	157664435	278	15.14	37847612	57	15.22	9130306	0
1481	266580	74.1	2.1	10	477	14.33	157627961	274	15.12	37808303	56	15.20	9120130	0
1482	266760	74.1	2.1	10	476	14.33	157590793	270	15.11	37769595	55	15.18	9110117	0
1483	266940	74.2	2.2	10	476	14.32	157552952	266	15.09	37731474	54	15.17	9100262	0
1484	267120	74.2	2.2	10	476	14.32	157514456	262	15.08	37693924	53	15.15	9090561	0
1485	267300	74.3	2.3	10	475	14.32	157475324	258	15.06	37656933	52	15.14	9081012	0
1486	267480	74.3	2.3	10	475	14.31	157435574	254	15.05	37620486	51	15.12	9071609	0
1487	267660	74.4	2.4	10	474	14.31	157395225	250	15.03	37584570	51	15.10	9062350	0
1488	267840	74.4	2.4	10	474	14.30	157354295	247	15.02	37549172	50	15.09	9053231	0
1489	268020	74.5	2.5	10	474	14.30	157312798	243	15.01	37514279	49	15.07	9044248	0
1490	268200	74.5	2.5	10	473	14.30	157270754	240	14.99	37479880	48	15.06	9035399	0
1491	268380	74.6	2.6	10	473	14.29	157228177	236	14.98	37445963	48	15.04	9026679	0
1492	268560	74.6	2.6	10	472	14.29	157185083	233	14.97	37412515	47	15.03	9018087	0
1493	268740	74.7	2.7	10	472	14.29	157141487	230	14.95	37379525	46	15.02	9009618	0
1494	268920	74.7	2.7	10	471	14.28	157097405	227	14.94	37346983	46	15.00	9001270	0
1495	269100	74.8	2.8	10	471	14.28	157052851	223	14.93	37314877	45	14.99	8993039	0
1496	269280	74.8	2.8	10	471	14.27	157007839	220	14.91	37283197	44	14.97	8984924	0
1497	269460	74.9	2.9	10	470	14.27	156962383	218	14.90	37251933	44	14.96	8976921	0
1498	269640	74.9	2.9	10	470	14.27	156916497	215	14.89	37221075	43	14.95	8969027	0
1499	269820	75.0	3.0	10	469	14.26	156870193	212	14.88	37190612	43	14.94	8961240	0
1500	270000	75.0	3.0	10	469	14.26	156823484	209	14.86	37160536	42	14.92	8953557	0
1501	270180	75.1	3.1	10	468	14.25	156776383	207	14.85	37130837	42	14.91	8945975	0
1502	270360	75.1	3.1	10	468	14.25	156728901	204	14.84	37101506	41	14.90	8938493	0
1503	270540	75.2	3.2	10	467	14.24	156681051	201	14.83	37072534	41	14.89	8931108	0
1504	270720	75.2	3.2	10	467	14.24	156632845	199	14.82	37043913	40	14.87	8923818	0
1505	270900	75.3	3.3	10	466	14.23	156584292	197	14.81	37015635	39	14.86	8916619	0
1506	271080	75.3	3.3	10	466	14.23	156535405	194	14.80	36987690	39	14.85	8909511	0
1507	271260	75.4	3.4	10	465	14.23	156486194	192	14.78	36960072	39	14.84	8902491	0
1508	271440	75.4	3.4	10	465	14.22	156436669	190	14.77	36932773	38	14.83	8895556	0
1509	271620	75.5	3.5	10	464	14.22	156386841	188	14.76	36905784	38	14.81	8888705	0
1510	271800	75.5	3.5	10	464	14.21	156336719	185	14.75	36879100	37	14.80	8881936	0
1511	271980	75.6	3.6	10	463	14.21	156286312	183	14.74	36852711	37	14.79	8875247	0
1512	272160	75.6	3.6	10	463	14.20	156235631	181	14.73	36826613	36	14.78	8868635	0
1513	272340	75.7	3.7	10	462	14.20	156184684	179	14.72	36800796	36	14.77	8862100	0
1514	272520	75.7	3.7	10	462	14.19	156133481	177	14.71	36775256	35	14.76	8855639	0
1515	272700	75.8	3.8	10	461	14.19	156082029	175	14.70	36749986	35	14.75	8849250	0
1516	272880	75.8	3.8	10	461	14.18	156030337	174	14.69	36724978	35	14.74	8842933	0
1517	273060	75.9	3.9	10	460	14.18	155978414	172	14.68	36700228	34	14.73	8836684	0
1518	273240	75.9	3.9	10	460	14.18	155926267	170	14.67	36675729	34	14.72	8830503	0
1519	273420	76.0	4.0	10	459	14.17	155873905	168	14.66	36651475	34	14.71	8824388	0
1520	273600	76.0	4.0	10	459	14.17	155821334	167	14.65	36627460	33	14.70	8818337	0
1521	273780	76.1	4.1	10	458	14.16	155768562	165	14.64	36603680	33	14.69	8812349	0
1522	273960	76.1	4.1	10	458	14.16	155715598	163	14.63	36580128	33	14.68	8806422	0
1523	274140	76.2	4.2	10	457	14.15	155662446	162	14.62	36556800	32	14.67	8800556	0
1524	274320	76.2	4.2	10	457	14.15	155609115	160	14.61	36533689	32	14.66	8794747	0
1525	274500	76.3	4.3	10	456	14.14	155555611	159	14.60	36510792	32	14.65	8788997	0
1526	274680	76.3	4.3	10	456	14.14	155501940	157	14.60	36488103	31	14.64	8783302	0
1527	274860	76.4	4.4	10	455	14.13	155448109	156	14.59	36465618	31	14.63	8777661	0
1528	275040	76.4	4.4	10	454	14.13	155394124	155	14.58	36443331	31	14.62	8772074	0
1529	275220	76.5	4.5	10	454	14.12	155339991	153	14.57	36421239	30	14.61	8766539	0
1530	275400	76.5	4.5	10	453	14.12	155285716	152	14.56	36399337	30	14.60	8761055	0
1531	275580	76.6	4.6	10	453	14.11	155231304	151	14.55	36377620	30	14.59	8755621	0
1532	275760	76.6	4.6	10	452	14.11	155176761	149	14.54	36356085	30	14.58	8750235	0
1533	275940	76.7	4.7	10	452	14.10	155122093	148	14.53	36334727	29	14.57	8744897	0
1534	276120	76.7	4.7	10	451	14.10	155067304	147	14.53	36313542	29	14.57	8739605	0
1535	276300	76.8	4.8	10	451	14.09	155012400	146	14.52	36292527	29	14.56	8734358	0
1536	276480	76.8	4.8	10	450	14.09	154957387	144	14.51	36271677	29	14.55	8729156	0
1537	276660	76.9	4.9	10	450	14.08	154902267	143	14.50	36250989	28	14.54	8723997	0
1538	276840	76.9	4.9	10	449	14.08	154847048	142	14.49	36230460	28	14.53	8718881	0
1539	277020	77.0	5.0	10	448	14.07	154791732	141	14.48	36210086	28	14.52	8713806	0
1540	277200	77.0	5.0	10	448	14.07	154736325	140	14.48	36189863	28	14.51	8708771	0
1541	277380	77.1	5.1	10	447	14.06	154680831	139	14.47	36169788	28	14.51	8703776	0
1542	277560	77.1	5.1	10	447	14.06	154625254	138	14.46	36149858	27	14.50	8698820	0
1543	277740	77.2	5.2	10	446	14.05	154569598	137	14.45	36130070	27	14.49	8693901	0
1544	277920	77.2	5.2	10	446	14.05	154513868	136	14.44	36110420	27	14.48	8689020	0
1545	278100	77.3	5.3	10	445	14.04	154458067	135	14.44	36090906	27	14.47	8684174	0
1546	278280	77.3	5.3	10	445	14.04	154402199	134	14.43	36071525	27	14.47	8679364	0
1547	278460	77.4	5.4	10	444	14.03	154346269	133	14.42	36052273	26	14.46	8674589	0
1548	278640	77.4	5.4	10	443	14.03	154290278	132	14.41	36033148	26	14.45	8669847	0
1549	278820	77.5	5.5	10	443	14.02	154234232	132	14.41	36014148	26	14.44	8665139	0
1550	279000	77.5	5.5	10	442	14.02	154178134	131	14.40	35995269	26	14.43	8660463	0
1551	279180	77.6	5.6	10	442	14.01	154121986	130	14.39	35976509	26	14.43	8655818	0
1552	279360	77.6	5.6	10	441	14.01	154065793	129	14.38	35957866	25	14.42	8651205	0
1553	279540	77.7	5.7	10	441	14.00	154009557	128	14.38	35939337	25	14.41	8646622	0
1554	279720	77.7	5.7	10	440	14.00	153953282	127	14.37	35920919	25	14.40	8642069	0
1555	279900	77.8	5.8	10	440	13.99	153896970	127	14.36	35902611	25	14.40	8637544	0
1556	280080	77.8	5.8	10	439	13.99	153840624	126	14.35	35884410	25	14.39	8633048	0
1557	280260	77.9	5.9	10	438	13.98	153784248	125	14.35	35866314	25	14.38	8628580	0
1558	280440	77.9	5.9	10	438	13.98	153727844	124	14.34	35848320	25	14.37	8624140	0
1559	280620	78.0	6.0	10	437	13.97	153671415	124	14.33	35830427	24	14.37	8619726	0
1560	280800	78.0	6.0	10	437	13.96	153614964	123	14.33	35812632	24	14.36	8615338	0
1561	280980	78.1	6.1	10	436	13.96	153558492	122	14.32	35794934	24	14.35	8610975	0
1562	281160	78.1	6.1	10	436	13.95	153502003	122	14.31	35777331	24	14.34	8606638	0
1563	281340	78.2	6.2	10	435	13.95	153445500	121	14.30	35759820	24	14.34	8602325	0
1564	281520	78.2	6.2	10	434	13.94	153388983	120	14.30	35742400	24	14.33	8598036	0
1565	281700	78.3	6.3	10	434	13.94	153332456	120	14.29	35725068	24	14.32	8593771	0
1566	281880	78.3	6.3	10	433	13.93	153275922	119	14.28	35707824	23	14.32	8589529	0
1567	282060	78.4	6.4	10	433	13.93	153219381	119	14.28	35690666	23	14.31	8585309	0
1568	282240	78.4	6.4	10	432	13.92	153162837	118	14.27	35673591	23	14.30	8581112	0
1569	282420	78.5	6.5	10	432	13.92	153106291	117	14.26	35656598	23	14.29	8576936	0
1570	282600	78.5	6.5	10	431	13.91	153049745	117	14.26	35639686	23	14.29	8572782	0
1571	282780	78.6	6.6	10	430	13.91	152993202	116	14.25	35622853	23	14.28	8568648	0
1572	282960	78.6	6.6	10	430	13.90	152936663	116	14.24	35606097	23	14.27	8564535	0
1573	283140	78.7	6.7	10	429	13.90	152880130	115	14.24	35589418	23	14.27	8560441	0
1574	283320	78.7	6.7	10	429	13.89	152823606	115	14.23	35572813	23	14.26	8556368	0
1575	283500	78.8	6.8	10	428	13.89	152767091	114	14.22	35556281	22	14.25	8552313	0
1576	283680	78.8	6.8	10	428	13.88	152710587	114	14.22	35539820	22	14.25	8548278	0
1577	283860	78.9	6.9	10	427	13.88	152654097	113	14.21	35523431	22	14.24	8544261	0
1578	284040	78.9	6.9	10	427	13.87	152597621	113	14.20	35507110	22	14.23	8540262	0
1579	284220	79.0	7.0	10	426	13.87	152541162	112	14.20	35490857	22	14.23	8536281	0
1580	284400	79.0	7.0	10	425	13.86	152484720	112	14.19	35474671	22	14.82	8892318	2000
1581	284580	79.1	7.1	10	425	13.86	152428298	111	14.21	35535446	449	15.41	9248371	2000
1582	284760	79.1	7.1	10	424	13.85	152373779	121	14.27	35667357	854	15.88	9527546	2000
1583	284940	79.2	7.2	10	424	13.85	152322891	141	14.34	35848605	1148	16.22	9733783	2000
1584	285120	79.2	7.2	10	423	13.84	152276815	167	14.42	36059893	1341	16.48	9887150	2000
1585	285300	79.3	7.3	10	423	13.84	152236250	197	14.52	36287681	1463	16.68	10005757	2000
1586	285480	79.3	7.3	10	422	13.84	152201560	230	14.61	36523323	1539	16.84	10102436	2000
1587	285660	79.4	7.4	10	422	13.83	152172894	263	14.70	36761575	1586	16.98	10185458	2000
1588	285840	79.4	7.4	10	422	13.83	152150271	296	14.80	36999355	1617	17.10	10259909	2000
1589	286020	79.5	7.5	10	422	13.83	152133636	329	14.89	37234901	1638	17.21	10328841	2000
1590	286200	79.5	7.5	10	421	13.83	152122890	362	14.99	37467238	1652	17.32	10394059	2000
1591	286380	79.6	7.6	10	421	13.83	152117910	394	15.08	37695847	1664	17.43	10456629	2000
1592	286560	79.6	7.6	10	421	13.83	152118563	425	15.17	37920477	1673	17.53	10517178	2000
1593	286740	79.7	7.7	10	421	13.83	152124711	455	15.26	38141030	1681	17.63	10576082	2000
1594	286920	79.7	7.7	10	421	13.83	152136212	485	15.34	38357494	1688	17.72	10633568	2000
1595	287100	79.8	7.8	10	421	13.83	152152928	514	15.43	38569904	1694	17.82	10689779	2000
1596	287280	79.8	7.8	10	422	13.83	152174720	543	15.51	38778326	1700	17.91	10744807	2000
1597	287460	79.9	7.9	10	422	13.84	152201455	570	15.59	38982836	1706	18.00	10798718	2000
1598	287640	79.9	7.9	10	422	13.84	152232998	597	15.67	39183520	1712	18.09	10851559	2000
1599	287820	80.0	8.0	10	422	13.84	152269222	624	15.75	39380465	1718	17.57	10543369	0
1600	288000	80.0	8.0	10	423	13.85	152310001	649	15.80	39496866	1296	17.66	10594180	2000
1601	288180	80.1	8.1	10	423	13.85	152353329	664	15.85	39615529	1323	17.87	10720917	2000
1602	288360	80.1	8.1	10	424	13.85	152399242	679	15.90	39752517	1440	18.07	10842767	2000
1603	288540	80.2	8.2	10	424	13.86	152448171	696	15.96	39905411	1545	17.64	10583630	0
1604	288720	80.2	8.2	10	424	13.86	152500483	715	16.00	39991645	1194	17.78	10665488	2000
1605	288900	80.3	8.3	10	425	13.87	152554520	725	16.04	40089124	1267	18.02	10810535	2000
1606	289080	80.3	8.3	10	426	13.87	152610546	737	16.08	40210501	1411	17.64	10582519	0
1607	289260	80.4	8.4	10	426	13.88	152669131	752	16.11	40274293	1106	17.81	10688517	2000
1608	289440	80.4	8.4	10	427	13.88	152728845	758	16.14	40356220	1214	18.08	10849443	2000
1609	289620	80.5	8.5	10	427	13.89	152790126	768	16.19	40466647	1381	17.72	10630997	0
1610	289800	80.5	8.5	10	428	13.90	152853658	781	16.21	40522391	1091	17.90	10742377	2000
1611	289980	80.6	8.6	10	429	13.90	152918088	786	16.24	40598057	1207	18.18	10906078	2000
1612	290160	80.6	8.6	10	429	13.91	152983895	795	16.28	40703316	1380	17.81	10688846	0
1613	290340	80.7	8.7	10	430	13.91	153051795	807	16.30	40754569	1092	18.00	10800527	2000
1614	290520	80.7	8.7	10	431	13.92	153120449	812	16.33	40826172	1210	17.67	10604004	0
1615	290700	80.8	8.8	10	431	13.93	153190350	820	16.34	40850756	956	17.91	10746254	2000
1616	290880	80.8	8.8	10	432	13.93	153260338	821	16.36	40904251	1118	18.22	10934151	2000
1617	291060	80.9	8.9	10	433	13.94	153331121	826	16.40	40994219	1326	17.89	10732925	0
1618	291240	80.9	8.9	10	433	13.95	153403585	836	16.41	41034784	1061	18.09	10854306	2000
1619	291420	81.0	9.0	10	434	13.95	153476508	839	16.44	41098607	1194	17.77	10663280	0
1620	291600	81.0	9.0	10	435	13.96	153550457	846	16.45	41117198	949	17.41	10448408	0
1621	291780	81.1	9.1	10	436	13.97	153624316	846	16.44	41088896	689	17.13	10277610	0
1622	291960	81.1	9.1	10	436	13.97	153696939	840	16.41	41026666	494	16.92	10153662	0
1623	292140	81.2	9.2	10	437	13.98	153767503	829	16.38	40943079	365	16.77	10064746	0
1624	292320	81.2	9.2	10	438	13.99	153835502	815	16.34	40847222	283	16.67	9999115	0
1625	292500	81.3	9.3	10	438	13.99	153900653	800	16.30	40744986	232	16.58	9948191	0
1626	292680	81.3	9.3	10	439	14.00	153962822	784	16.26	40639979	201	16.51	9906372	0
1627	292860	81.4	9.4	10	440	14.00	154021962	768	16.21	40534338	181	16.45	9870189	0
1628	293040	81.4	9.4	10	440	14.01	154078081	752	16.17	40429300	168	16.40	9837556	0
1629	293220	81.5	9.5	10	441	14.01	154131216	736	16.13	40325560	160	16.35	9807236	0
1630	293400	81.5	9.5	10	441	14.02	154181419	720	16.09	40223496	153	16.30	9778502	0
1631	293580	81.6	9.6	10	442	14.02	154228754	705	16.05	40123305	148	16.25	9750926	0
1632	293760	81.6	9.6	10	442	14.02	154273288	690	16.01	40025076	144	16.21	9724255	0
1633	293940	81.7	9.7	10	443	14.03	154315090	675	15.97	39928838	140	16.16	9698338	0
1634	294120	81.7	9.7	10	443	14.03	154354228	661	15.93	39834586	137	16.12	9673083	0
1635	294300	81.8	9.8	10	444	14.04	154390770	647	15.90	39742296	134	16.08	9648430	0
1636	294480	81.8	9.8	10	444	14.04	154424784	633	15.86	39651935	131	16.04	9624340	0
1637	294660	81.9	9.9	10	444	14.04	154456335	620	15.83	39563461	128	16.00	9600784	0
1638	294840	81.9	9.9	10	445	14.04	154485488	607	15.79	39476832	125	15.96	9577742	0
1639	295020	82.0	10.0	10	445	14.05	154512306	594	15.76	39392006	123	15.93	9555196	0
1640	295200	82.0	10.0	10	445	14.05	154536850	581	15.72	39308938	120	15.89	9533130	0
1641	295380	82.1	10.1	10	445	14.05	154559180	569	15.69	39227585	117	15.85	9511532	0
1642	295560	82.1	10.1	10	446	14.05	154579354	558	15.66	39147905	115	15.82	9490389	0
1643	295740	82.2	10.2	10	446	14.05	154597428	546	15.63	39069857	113	15.78	9469689	0
1644	295920	82.2	10.2	10	446	14.06	154613459	535	15.60	38993399	110	15.75	9449420	0
1645	296100	82.3	10.3	10	446	14.06	154627500	524	15.57	38918492	108	15.72	9429571	0
1646	296280	82.3	10.3	10	446	14.06	154639604	514	15.54	38845097	106	15.68	9410133	0
1647	296460	82.4	10.4	10	446	14.06	154649822	503	15.51	38773177	104	15.65	9391094	0
1648	296640	82.4	10.4	10	446	14.06	154658205	493	15.48	38702695	101	15.62	9372445	0
1649	296820	82.5	10.5	10	447	14.06	154664800	483	15.45	38633614	99	15.59	9354175	0
1650	297000	82.5	10.5	10	447	14.06	154669655	474	15.43	38565900	97	15.56	9336276	0
1651	297180	82.6	10.6	10	447	14.06	154672817	464	15.40	38499519	95	15.53	9318738	0
1652	297360	82.6	10.6	10	447	14.06	154674331	455	15.37	38434437	94	15.50	9301551	0
1653	297540	82.7	10.7	10	447	14.06	154674241	446	15.35	38370622	92	15.47	9284708	0
1654	297720	82.7	10.7	10	447	14.06	154672589	438	15.32	38308043	90	15.45	9268200	0
1655	297900	82.8	10.8	10	447	14.06	154669417	429	15.30	38246668	88	15.42	9252018	0
1656	298080	82.8	10.8	10	447	14.06	154664766	421	15.27	38186468	86	15.39	9236154	0
1657	298260	82.9	10.9	10	447	14.06	154658676	413	15.25	38127413	85	15.37	9220600	0
1658	298440	82.9	10.9	10	447	14.06	154651184	405	15.23	38069475	83	15.34	9205349	0
1659	298620	83.0	11.0	10	447	14.06	154642330	397	15.21	38012626	81	15.32	9190392	0
1660	298800	83.0	11.0	10	446	14.06	154632149	390	15.18	37956839	80	15.29	9175723	0
1661	298980	83.1	11.1	10	446	14.06	154620678	383	15.16	37902088	78	15.27	9161335	0
1662	299160	83.1	11.1	10	446	14.06	154607950	375	15.14	37848346	77	15.25	9147220	0
1663	299340	83.2	11.2	10	446	14.05	154594001	369	15.12	37795590	75	15.22	9133371	0
1664	299520	83.2	11.2	10	446	14.05	154578863	362	15.10	37743794	74	15.20	9119783	0
1665	299700	83.3	11.3	10	446	14.05	154562569	355	15.08	37692934	73	15.18	9106448	0
1666	299880	83.3	11.3	10	446	14.05	154545149	349	15.06	37642987	71	15.16	9093360	0
1667	300060	83.4	11.4	10	445	14.05	154526635	343	15.04	37593932	70	15.13	9080513	0
1668	300240	83.4	11.4	10	445	14.05	154507057	336	15.02	37545745	69	15.11	9067902	0
1669	300420	83.5	11.5	10	445	14.04	154486443	331	15.00	37498405	68	15.09	9055519	0
1670	300600	83.5	11.5	10	445	14.04	154464822	325	14.98	37451891	66	15.07	9043361	0
1671	300780	83.6	11.6	10	445	14.04	154442221	319	14.96	37406183	65	15.05	9031420	0
1672	300960	83.6	11.6	10	444	14.04	154418668	314	14.94	37361260	64	15.03	9019692	0
1673	301140	83.7	11.7	10	444	14.04	154394189	308	14.93	37317105	63	15.01	9008171	0
1674	301320	83.7	11.7	10	444	14.03	154368809	303	14.91	37273696	62	14.99	8996853	0
1675	301500	83.8	11.8	10	444	14.03	154342553	298	14.89	37231017	61	14.98	8985731	0
1676	301680	83.8	11.8	10	443	14.03	154315446	293	14.88	37189049	60	14.96	8974802	0
1677	301860	83.9	11.9	10	443	14.03	154287511	288	14.86	37147774	59	14.94	8964061	0
1678	302040	83.9	11.9	10	443	14.02	154258772	283	14.84	37107176	58	14.92	8953503	0
1679	302220	84.0	12.0	10	443	14.02	154229250	279	14.83	37067238	57	14.91	8943123	0
1680	302400	84.0	12.0	10	442	14.02	154198968	274	14.81	37027944	56	14.89	8932917	0
1681	302580	84.1	12.1	10	442	14.02	154167947	270	14.80	36989277	55	14.87	8922881	0
1682	302760	84.1	12.1	10	442	14.01	154136208	265	14.78	36951223	54	14.86	8913010	0
1683	302940	84.2	12.2	10	441	14.01	154103771	261	14.77	36913767	53	14.84	8903301	0
1684	303120	84.2	12.2	10	441	14.01	154070655	257	14.75	36876893	52	14.82	8893750	0
1685	303300	84.3	12.3	10	441	14.00	154036881	253	14.74	36840587	51	14.81	8884352	0
1686	303480	84.3	12.3	10	440	14.00	154002467	249	14.72	36804837	51	14.79	8875104	0
1687	303660	84.4	12.4	10	440	14.00	153967432	245	14.71	36769627	50	14.78	8866002	0
1688	303840	84.4	12.4	10	440	13.99	153931792	242	14.69	36734945	49	14.76	8857043	0
1689	304020	84.5	12.5	10	439	13.99	153895566	238	14.68	36700779	48	14.75	8848223	0
1690	304200	84.5	12.5	10	439	13.99	153858770	235	14.67	36667114	48	14.73	8839539	0
1691	304380	84.6	12.6	10	439	13.98	153821421	231	14.65	36633940	47	14.72	8830987	0
1692	304560	84.6	12.6	10	438	13.98	153783535	228	14.64	36601244	46	14.70	8822565	0
1693	304740	84.7	12.7	10	438	13.98	153745127	224	14.63	36569015	45	14.69	8814268	0
1694	304920	84.7	12.7	10	437	13.97	153706213	221	14.61	36537241	45	14.68	8806095	0
1695	305100	84.8	12.8	10	437	13.97	153666808	218	14.60	36505912	44	14.66	8798041	0
1696	305280	84.8	12.8	10	437	13.97	153626926	215	14.59	36475016	43	14.65	8790104	0
1697	305460	84.9	12.9	10	436	13.96	153586582	212	14.58	36444543	43	14.64	8782282	0
1698	305640	84.9	12.9	10	436	13.96	153545789	209	14.57	36414483	42	14.62	8774571	0
1699	305820	85.0	13.0	10	435	13.95	153504560	206	14.55	36384825	42	14.61	8766968	0
1700	306000	85.0	13.0	10	435	13.95	153462909	204	14.54	36355561	41	14.60	8759472	0
1701	306180	85.1	13.1	10	435	13.95	153420848	201	14.53	36326681	41	14.59	8752079	0
1702	306360	85.1	13.1	10	434	13.94	153378390	198	14.52	36298174	40	14.57	8744788	0
1703	306540	85.2	13.2	10	434	13.94	153335546	196	14.51	36270034	39	14.56	8737594	0
1704	306720	85.2	13.2	10	433	13.94	153292329	193	14.50	36242250	39	14.55	8730497	0
1705	306900	85.3	13.3	10	433	13.93	153248751	191	14.49	36214814	38	14.54	8723494	0
1706	307080	85.3	13.3	10	432	13.93	153204821	188	14.48	36187718	38	14.53	8716583	0
1707	307260	85.4	13.4	10	432	13.92	153160552	186	14.46	36160953	37	14.52	8709761	0
1708	307440	85.4	13.4	10	432	13.92	153115954	184	14.45	36134512	37	14.51	8703026	0
1709	307620	85.5	13.5	10	431	13.92	153071036	182	14.44	36108387	36	14.49	8696376	0
1710	307800	85.5	13.5	10	431	13.91	153025810	179	14.43	36082571	36	14.48	8689809	0
1711	307980	85.6	13.6	10	430	13.91	152980285	177	14.42	36057056	36	14.47	8683324	0
1712	308160	85.6	13.6	10	430	13.90	152934471	175	14.41	36031835	35	14.46	8676917	0
1713	308340	85.7	13.7	10	429	13.90	152888376	173	14.40	36006901	35	14.45	8670588	0
1714	308520	85.7	13.7	10	429	13.89	152842011	171	14.39	35982247	34	14.44	8664335	0
1715	308700	85.8	13.8	10	428	13.89	152795383	169	14.38	35957867	34	14.43	8658155	0
1716	308880	85.8	13.8	10	428	13.89	152748502	168	14.37	35933755	34	14.42	8652047	0
1717	309060	85.9	13.9	10	427	13.88	152701376	166	14.36	35909903	33	14.41	8646009	0
1718	309240	85.9	13.9	10	427	13.88	152654013	164	14.35	35886305	33	14.40	8640040	0
1719	309420	86.0	14.0	10	427	13.87	152606421	162	14.35	35862957	32	14.39	8634138	0
1720	309600	86.0	14.0	10	426	13.87	152558608	160	14.34	35839852	32	14.38	8628301	0
1721	309780	86.1	14.1	10	426	13.86	152510581	159	14.33	35816984	32	14.37	8622527	0
1722	309960	86.1	14.1	10	425	13.86	152462349	157	14.32	35794347	31	14.36	8616817	0
1723	310140	86.2	14.2	10	425	13.86	152413917	156	14.31	35771937	31	14.35	8611167	0
1724	310320	86.2	14.2	10	424	13.85	152365293	154	14.30	35749748	31	14.34	8605576	0
1725	310500	86.3	14.3	10	424	13.85	152316485	152	14.29	35727776	30	14.33	8600043	0
1726	310680	86.3	14.3	10	423	13.84	152267497	151	14.28	35706014	30	14.32	8594567	0
1727	310860	86.4	14.4	10	423	13.84	152218338	150	14.27	35684458	30	14.32	8589147	0
1728	311040	86.4	14.4	10	422	13.83	152169013	148	14.27	35663104	30	14.31	8583780	0
1729	311220	86.5	14.5	10	422	13.83	152119529	147	14.26	35641946	29	14.30	8578467	0
1730	311400	86.5	14.5	10	421	13.82	152069891	145	14.25	35620981	29	14.29	8573205	0
1731	311580	86.6	14.6	10	421	13.82	152020105	144	14.24	35600203	29	14.28	8567993	0
1732	311760	86.6	14.6	10	420	13.82	151970177	143	14.23	35579609	28	14.27	8562830	0
1733	311940	86.7	14.7	10	420	13.81	151920113	142	14.22	35559195	28	14.26	8557716	0
1734	312120	86.7	14.7	10	419	13.81	151869917	140	14.22	35538955	28	14.25	8552648	0
1735	312300	86.8	14.8	10	419	13.80	151819596	139	14.21	35518888	28	14.25	8547627	0
1736	312480	86.8	14.8	10	418	13.80	151769154	138	14.20	35498987	27	14.24	8542650	0
1737	312660	86.9	14.9	10	418	13.79	151718597	137	14.19	35479250	27	14.23	8537717	0
1738	312840	86.9	14.9	10	417	13.79	151667928	136	14.18	35459673	27	14.22	8532827	0
1739	313020	87.0	15.0	10	417	13.78	151617153	135	14.18	35440253	27	14.21	8527979	0
1740	313200	87.0	15.0	10	416	13.78	151566277	134	14.17	35420986	26	14.21	8523172	0
1741	313380	87.1	15.1	10	416	13.77	151515304	132	14.16	35401868	26	14.20	8518405	0
1742	313560	87.1	15.1	10	415	13.77	151464238	131	14.15	35382896	26	14.19	8513677	0
1743	313740	87.2	15.2	10	415	13.76	151413084	130	14.15	35364067	26	14.18	8508987	0
1744	313920	87.2	15.2	10	414	13.76	151361845	129	14.14	35345378	26	14.17	8504334	0
1745	314100	87.3	15.3	10	414	13.76	151310527	129	14.13	35326826	25	14.17	8499718	0
1746	314280	87.3	15.3	10	413	13.75	151259132	128	14.12	35308407	25	14.16	8495138	0
1747	314460	87.4	15.4	10	413	13.75	151207664	127	14.12	35290119	25	14.15	8490592	0
1748	314640	87.4	15.4	10	412	13.74	151156128	126	14.11	35271960	25	14.14	8486081	0
1749	314820	87.5	15.5	10	412	13.74	151104527	125	14.10	35253925	25	14.14	8481603	0
1750	315000	87.5	15.5	10	411	13.73	151052864	124	14.09	35236013	25	14.13	8477158	0
1751	315180	87.6	15.6	10	411	13.73	151001143	123	14.09	35218220	24	14.12	8472745	0
1752	315360	87.6	15.6	10	410	13.72	150949368	122	14.08	35200545	24	14.11	8468363	0
1753	315540	87.7	15.7	10	409	13.72	150897541	122	14.07	35182985	24	14.11	8464011	0
1754	315720	87.7	15.7	10	409	13.71	150845666	121	14.07	35165537	24	14.10	8459690	0
1755	315900	87.8	15.8	10	408	13.71	150793745	120	14.06	35148199	24	14.09	8455398	0
1756	316080	87.8	15.8	10	408	13.70	150741783	119	14.05	35130968	24	14.09	8451134	0
1757	316260	87.9	15.9	10	407	13.70	150689781	119	14.05	35113842	23	14.08	8446898	0
1758	316440	87.9	15.9	10	407	13.69	150637744	118	14.04	35096820	23	14.07	8442690	0
1759	316620	88.0	16.0	10	406	13.69	150585672	117	14.03	35079899	23	14.06	8438509	0
1760	316800	88.0	16.0	10	406	13.68	150533570	116	14.03	35063076	23	14.06	8434353	0
1761	316980	88.1	16.1	10	405	13.68	150481440	116	14.02	35046351	23	14.05	8430224	0
1762	317160	88.1	16.1	10	405	13.68	150429284	115	14.01	35029720	23	14.04	8426120	0
1763	317340	88.2	16.2	10	404	13.67	150377105	114	14.01	35013182	23	14.04	8422040	0
1764	317520	88.2	16.2	10	404	13.67	150324905	114	14.00	34996734	22	14.03	8417984	0
1765	317700	88.3	16.3	10	403	13.66	150272687	113	13.99	34980376	22	14.02	8413952	0
1766	317880	88.3	16.3	10	403	13.66	150220453	113	13.99	34964105	22	14.02	8409943	0
1767	318060	88.4	16.4	10	402	13.65	150168206	112	13.98	34947920	22	14.01	8405957	0
1768	318240	88.4	16.4	10	402	13.65	150115947	111	13.97	34931819	22	14.00	8401993	0
1769	318420	88.5	16.5	10	401	13.64	150063679	111	13.97	34915799	22	14.00	8398051	0
1770	318600	88.5	16.5	10	401	13.64	150011403	110	13.96	34899860	22	13.99	8394130	0
1771	318780	88.6	16.6	10	400	13.63	149959122	110	13.95	34884000	22	13.98	8390230	0
1772	318960	88.6	16.6	10	400	13.63	149906838	109	13.95	34868218	21	13.98	8386350	0
1773	319140	88.7	16.7	10	399	13.62	149854553	109	13.94	34852511	21	13.97	8382490	0
1774	319320	88.7	16.7	10	399	13.62	149802268	108	13.93	34836879	21	13.96	8378650	0
1775	319500	88.8	16.8	10	398	13.61	149749985	108	13.93	34821319	21	13.96	8374829	0
1776	319680	88.8	16.8	10	397	13.61	149697706	107	13.92	34805831	21	13.95	8371028	0
1777	319860	88.9	16.9	10	397	13.60	149645434	107	13.92	34790413	21	13.95	8367244	0
1778	320040	88.9	16.9	10	396	13.60	149593168	106	13.91	34775064	21	13.94	8363479	0
1779	320220	89.0	17.0	10	396	13.59	149540912	106	13.90	34759783	21	13.93	8359731	0
1780	320400	89.0	17.0	10	395	13.59	149488667	105	13.90	34744568	21	14.53	8716001	2000
1781	320580	89.1	17.1	10	395	13.59	149436434	105	13.92	34806314	448	15.12	9072288	2000
1782	320760	89.1	17.1	10	394	13.58	149386097	115	13.98	34939195	853	15.59	9351696	2000
1783	320940	89.2	17.2	10	394	13.58	149339383	134	14.05	35121413	1147	15.93	9558166	2000
1784	321120	89.2	17.2	10	393	13.57	149297475	161	14.13	35333671	1340	16.19	9711766	2000
1785	321300	89.3	17.3	10	393	13.57	149261071	191	14.22	35562427	1462	16.38	9830606	2000
1786	321480	89.3	17.3	10	393	13.57	149230534	223	14.32	35799039	1537	16.55	9927518	2000
1787	321660	89.4	17.4	10	392	13.56	149206016	256	14.42	36038259	1585	16.68	10010773	2000
1788	321840	89.4	17.4	10	392	13.56	149187533	289	14.51	36277006	1616	16.81	10085457	2000
1789	322020	89.5	17.5	10	392	13.56	149175032	322	14.61	36513519	1636	16.92	10154621	2000
1790	322200	89.5	17.5	10	392	13.56	149168412	355	14.70	36746822	1651	17.03	10220072	2000
1791	322380	89.6	17.6	10	392	13.56	149167552	387	14.79	36976397	1662	17.14	10282874	2000
1792	322560	89.6	17.6	10	392	13.56	149172319	418	14.88	37201992	1671	17.24	10343656	2000
1793	322740	89.7	17.7	10	392	13.56	149182573	449	14.97	37423510	1679	17.34	10402792	2000
1794	322920	89.7	17.7	10	392	13.56	149198174	478	15.06	37640938	1686	17.43	10460510	2000
1795	323100	89.8	17.8	10	392	13.57	149218983	508	15.14	37854312	1693	17.53	10516952	2000
1796	323280	89.8	17.8	10	392	13.57	149244862	536	15.23	38063696	1699	17.62	10572212	2000
1797	323460	89.9	17.9	10	392	13.57	149275677	564	15.31	38269168	1705	17.71	10626355	2000
1798	323640	89.9	17.9	10	393	13.57	149311294	591	15.39	38470813	1711	17.80	10679428	2000
1799	323820	90.0	18.0	10	393	13.58	149351586	617	15.47	38668719	1716	17.89	10731469	2000
1800	324000	90.0	18.0	10	394	13.58	149396425	643	15.55	38862976	1722	17.97	10782511	2000
1801	324180	90.1	18.1	10	394	13.59	149445690	668	15.62	39053670	1727	18.05	10832582	2000
1802	324360	90.1	18.1	10	394	13.59	149499260	692	15.70	39240890	1732	17.54	10521710	0
1803	324540	90.2	18.2	10	395	13.60	149557019	716	15.74	39347825	1310	17.62	10569917	2000
1804	324720	90.2	18.2	10	396	13.60	149616970	729	15.78	39457278	1337	17.82	10694125	2000
1805	324900	90.3	18.3	10	396	13.61	149679159	742	15.83	39585306	1453	18.02	10813518	2000
1806	325080	90.3	18.3	10	397	13.61	149744025	757	15.89	39729484	1558	17.59	10551990	0
1807	325260	90.4	18.4	10	397	13.62	149811942	775	15.92	39807241	1207	17.72	10631524	2000
1808	325440	90.4	18.4	10	398	13.63	149881262	783	15.96	39896474	1279	17.96	10774311	2000
1809	325620	90.5	18.5	10	399	13.63	149952257	793	16.00	40009833	1423	18.17	10904096	2000
1810	325800	90.5	18.5	10	400	13.64	150025504	806	16.06	40142723	1545	17.75	10647956	0
1811	325980	90.6	18.6	10	400	13.65	150101464	822	16.08	40211243	1203	17.88	10729905	2000
1812	326160	90.6	18.6	10	401	13.65	150178543	829	16.12	40292501	1281	18.12	10873378	2000
1813	326340	90.7	18.7	10	402	13.66	150257043	838	16.16	40398678	1428	17.74	10642860	0
1814	326520	90.7	18.7	10	403	13.67	150337565	850	16.18	40448011	1124	17.91	10745861	2000
1815	326700	90.8	18.8	10	403	13.67	150418701	854	16.21	40516056	1232	18.17	10903544	2000
1816	326880	90.8	18.8	10	404	13.68	150500905	861	16.25	40613080	1400	17.80	10681755	0
1817	327060	90.9	18.9	10	405	13.69	150584880	872	16.26	40655838	1109	17.98	10789773	2000
1818	327240	90.9	18.9	10	406	13.70	150669282	875	16.29	40718897	1225	18.25	10950139	2000
1819	327420	91.0	19.0	10	407	13.70	150754607	881	16.32	40811904	1397	17.88	10729624	0
1820	327600	91.0	19.0	10	408	13.71	150841580	891	16.34	40851239	1109	18.06	10838088	2000
1821	327780	91.1	19.1	10	408	13.72	150928876	893	16.36	40911246	1227	17.73	10638422	0
1822	327960	91.1	19.1	10	409	13.73	151016998	899	16.37	40924545	973	17.96	10777604	2000
1823	328140	91.2	19.2	10	410	13.74	151104797	898	16.39	40967056	1134	18.27	10962511	2000
1824	328320	91.2	19.2	10	411	13.74	151192989	901	16.42	41046332	1341	17.93	10758371	0
1825	328500	91.3	19.3	10	412	13.75	151282473	909	16.43	41076489	1077	18.13	10876914	2000
1826	328680	91.3	19.3	10	413	13.76	151372037	910	16.45	41130181	1209	17.81	10683125	0
1827	328860	91.4	19.4	10	414	13.77	151462255	915	16.46	41138911	963	18.04	10825561	2000
1828	329040	91.4	19.4	10	415	13.78	151552022	913	16.47	41177906	1130	17.75	10652143	0
1829	329220	91.5	19.5	10	416	13.79	151642084	916	16.47	41177405	913	18.01	10808749	2000
1830	329400	91.5	19.5	10	416	13.79	151731469	913	16.48	41210894	1099	17.74	10644395	0
1831	329580	91.6	19.6	10	417	13.80	151821017	915	16.48	41207237	894	18.01	10806565	2000
1832	329760	91.6	19.6	10	418	13.81	151909815	912	16.50	41238995	1088	17.74	10645557	0
1833	329940	91.7	19.7	10	419	13.82	151998737	913	16.49	41234451	888	18.02	10809723	2000
1834	330120	91.7	19.7	10	420	13.83	152086893	910	16.51	41265811	1084	17.75	10649908	0
1835	330300	91.8	19.8	10	421	13.83	152175167	911	16.50	41261150	885	18.02	10814794	2000
1836	330480	91.8	19.8	10	422	13.84	152262678	908	16.52	41292553	1082	17.76	10655424	0
1837	330660	91.9	19.9	10	423	13.85	152350312	909	16.52	41288022	884	18.03	10820596	2000
1838	330840	91.9	19.9	10	424	13.86	152437191	906	16.53	41319603	1082	17.77	10661419	0
1839	331020	92.0	20.0	10	424	13.87	152524203	908	16.53	41315275	884	18.04	10826728	2000
1840	331200	92.0	20.0	10	425	13.87	152610468	904	16.54	41347070	1081	17.78	10667658	0
1841	331380	92.1	20.1	10	426	13.88	152696876	906	16.54	41342958	883	18.06	10833055	2000
1842	331560	92.1	20.1	10	427	13.89	152782548	903	16.55	41374967	1081	17.79	10674059	0
1843	331740	92.2	20.2	10	428	13.90	152868372	905	16.55	41371067	883	18.07	10839524	2000
1844	331920	92.2	20.2	10	429	13.90	152953468	901	16.56	41403284	1080	17.80	10680591	0
1845	332100	92.3	20.3	10	430	13.91	153038727	903	16.56	41399585	883	18.08	10846115	2000
1846	332280	92.3	20.3	10	430	13.92	153123267	900	16.57	41431997	1080	17.81	10687239	0
1847	332460	92.4	20.4	10	431	13.93	153207978	902	16.57	41428488	882	18.09	10852817	2000
1848	332640	92.4	20.4	10	432	13.94	153291980	899	16.58	41461084	1080	17.82	10693993	0
1849	332820	92.5	20.5	10	433	13.94	153376161	901	16.58	41457753	882	18.10	10859621	2000
1850	333000	92.5	20.5	10	434	13.95	153459640	898	16.60	41490522	1080	17.83	10700845	0
1851	333180	92.6	20.6	10	435	13.96	153543307	899	16.59	41487358	882	18.11	10866520	2000
1852	333360	92.6	20.6	10	435	13.97	153626281	896	16.61	41520287	1079	17.85	10707790	0
1853	333540	92.7	20.7	10	436	13.97	153709449	898	16.61	41517279	882	18.12	10873509	2000
1854	333720	92.7	20.7	10	437	13.98	153791932	895	16.62	41550359	1079	17.86	10714821	0
1855	333900	92.8	20.8	10	438	13.99	153874617	897	16.62	41547497	881	18.13	10880581	2000
1856	334080	92.8	20.8	10	439	14.00	153956623	894	16.63	41580718	1079	17.87	10721933	0
1857	334260	92.9	20.9	10	440	14.00	154038838	896	16.63	41577992	881	18.15	10887732	2000
1858	334440	92.9	20.9	10	440	14.01	154120382	893	16.64	41611344	1079	17.88	10729121	0
1859	334620	93.0	21.0	10	441	14.02	154202141	895	16.64	41608744	881	18.16	10894956	2000
1860	334800	93.0	21.0	10	442	14.03	154283234	893	16.66	41642219	1079	17.89	10736379	0
1861	334980	93.1	21.1	10	443	14.03	154364550	895	16.66	41639737	881	18.17	10902247	2000
1862	335160	93.1	21.1	10	444	14.04	154445207	892	16.67	41673325	1078	17.91	10743704	0
1863	335340	93.2	21.2	10	444	14.05	154526091	894	16.67	41670953	881	18.18	10909603	2000
1864	335520	93.2	21.2	10	445	14.06	154606322	891	16.68	41704646	1078	17.92	10751089	0
1865	335700	93.3	21.3	10	446	14.06	154686787	893	16.68	41702376	880	18.20	10917018	2000
1866	335880	93.3	21.3	10	447	14.07	154766604	890	16.69	41736167	1078	17.93	10758532	0
1867	336060	93.4	21.4	10	448	14.08	154846661	892	16.69	41733990	880	18.21	10924488	2000
1868	336240	93.4	21.4	10	448	14.08	154926074	890	16.71	41767872	1078	17.94	10766028	0
1869	336420	93.5	21.5	10	449	14.09	155005732	892	16.71	41765782	880	18.22	10932009	2000
1870	336600	93.5	21.5	10	450	14.10	155084753	889	16.72	41799747	1078	17.96	10773573	0
1871	336780	93.6	21.6	10	451	14.11	155164023	891	16.72	41797738	880	18.23	10939577	2000
1872	336960	93.6	21.6	10	452	14.11	155242660	889	16.73	41831780	1078	17.97	10781164	0
1873	337140	93.7	21.7	10	452	14.12	155321552	891	16.73	41829844	880	18.25	10947190	2000
1874	337320	93.7	21.7	10	453	14.13	155399815	888	16.75	41863957	1078	17.98	10788798	0
1875	337500	93.8	21.8	10	454	14.13	155478337	890	16.74	41862088	880	18.26	10954843	2000
1876	337680	93.8	21.8	10	455	14.14	155556235	888	16.76	41896266	1077	17.99	10796470	0
1877	337860	93.9	21.9	10	456	14.15	155634396	890	16.76	41894459	880	18.27	10962533	2000
1878	338040	93.9	21.9	10	456	14.16	155711937	887	16.77	41928696	1077	18.01	10804178	0
1879	338220	94.0	22.0	10	457	14.16	155789745	889	16.77	41926945	880	17.68	10610258	0
1880	338400	94.0	22.0	10	458	14.17	155866938	887	16.75	41884339	650	18.02	10811918	2000
1881	338580	94.1	22.1	10	459	14.18	155942519	879	16.76	41888465	901	17.82	10694910	0
1882	338760	94.1	22.1	10	459	14.18	156017645	877	16.75	41867705	761	18.15	10892643	2000
1883	338940	94.2	22.2	10	460	14.19	156091709	872	16.76	41891172	1002	17.93	10755581	0
1884	339120	94.2	22.2	10	461	14.20	156165802	873	16.75	41883996	833	18.23	10935218	2000
1885	339300	94.3	22.3	10	462	14.20	156239174	869	16.77	41916147	1048	17.98	10785335	0
1886	339480	94.3	22.3	10	462	14.21	156312793	871	16.77	41914256	861	18.26	10956714	2000
1887	339660	94.4	22.4	10	463	14.22	156385824	869	16.78	41949524	1065	18.00	10801755	0
1888	339840	94.4	22.4	10	464	14.22	156459180	871	16.78	41949428	871	17.68	10610094	0
1889	340020	94.5	22.5	10	465	14.23	156531993	869	16.76	41908809	643	18.02	10813339	2000
1890	340200	94.5	22.5	10	465	14.24	156603276	861	16.77	41915084	896	17.83	10697519	0
1891	340380	94.6	22.6	10	466	14.24	156674188	860	16.76	41896542	757	18.16	10896203	2000
1892	340560	94.6	22.6	10	467	14.25	156744123	855	16.77	41922237	998	17.93	10759948	0
1893	340740	94.7	22.7	10	467	14.26	156814173	857	16.77	41917271	829	18.23	10940303	2000
1894	340920	94.7	22.7	10	468	14.26	156883585	854	16.78	41951595	1044	17.99	10791080	0
1895	341100	94.8	22.8	10	469	14.27	156953327	856	16.78	41951832	858	18.27	10963078	2000
1896	341280	94.8	22.8	10	470	14.27	157022560	854	16.80	41989177	1062	18.01	10808710	0
1897	341460	94.9	22.9	10	470	14.28	157092198	857	16.80	41991105	868	17.70	10617615	0
1898	341640	94.9	22.9	10	471	14.29	157161371	855	16.78	41952458	641	18.04	10821408	2000
1899	341820	95.0	23.0	10	472	14.29	157229088	848	16.78	41960652	893	17.84	10706117	0
1900	342000	95.0	23.0	10	472	14.30	157296507	847	16.78	41943977	754	17.58	10545315	0
1901	342180	95.1	23.1	10	473	14.31	157363021	842	16.76	41894592	568	17.35	10409560	0
1902	342360	95.1	23.1	10	474	14.31	157427836	834	16.73	41820321	421	17.18	10307296	0
1903	342540	95.2	23.2	10	474	14.32	157490356	822	16.69	41730192	321	17.05	10231499	0
1904	342720	95.2	23.2	10	475	14.32	157550210	807	16.65	41631047	257	16.96	10173737	0
1905	342900	95.3	23.3	10	476	14.33	157607195	792	16.61	41527408	216	16.88	10127546	0
1906	343080	95.3	23.3	10	476	14.33	157661224	776	16.57	41422069	191	16.81	10088609	0
1907	343260	95.4	23.4	10	477	14.34	157712277	760	16.53	41316692	175	16.76	10054227	0
1908	343440	95.4	23.4	10	477	14.34	157760373	744	16.48	41212237	164	16.70	10022761	0
1909	343620	95.5	23.5	10	478	14.35	157805559	729	16.44	41109240	156	16.66	9993237	0
1910	343800	95.5	23.5	10	478	14.35	157847890	713	16.40	41007990	151	16.61	9965079	0
1911	343980	95.6	23.6	10	478	14.35	157887432	698	16.36	40908630	146	16.56	9937948	0
1912	344160	95.6	23.6	10	479	14.36	157924249	683	16.32	40811221	142	16.52	9911641	0
1913	344340	95.7	23.7	10	479	14.36	157958411	669	16.29	40715775	139	16.48	9886035	0
1914	344520	95.7	23.7	10	480	14.36	157989985	655	16.25	40622280	136	16.44	9861055	0
1915	344700	95.8	23.8	10	480	14.37	158019038	641	16.21	40530706	133	16.39	9836651	0
1916	344880	95.8	23.8	10	480	14.37	158045635	628	16.18	40441017	130	16.35	9812791	0
1917	345060	95.9	23.9	10	480	14.37	158069840	615	16.14	40353174	127	16.32	9789448	0
1918	345240	95.9	23.9	10	481	14.37	158091717	602	16.11	40267132	124	16.28	9766604	0
1919	345420	96.0	24.0	10	481	14.37	158111326	590	16.07	40182850	122	16.24	9744243	0